## approved-battery-list
Queensland Battery Booster Program - Approved Battery System List - (Current at 17 May 2024)
Reference Number | Battery brand | Battery model | Battery energy storage system | Inverter manufacturer | Inverter model | Number of battery units | Useable capacity (kWh)
1 | AKAI Energy | AKE-5KW-LB2 | N/A | Tempo (Aust) Pty Ltd | AKE-5KW-HBI | 2 | 9.22
2 | AKAI Energy | AKE-5KW-LB2 | N/A | Tempo (Aust) Pty Ltd | AKE-4.6KW-HBI | 2 | 9.22
3 | AKAI Energy | AKE-5KW-LB2 | N/A | Tempo (Aust) Pty Ltd | AKE-6KW-HBI | 2 | 9.22
4 | AKAI Energy | AKE-5KW-LB2 | N/A | Tempo (Aust) Pty Ltd | AKE-5.5KW-HBI | 2 | 9.22
5 | AKAI Energy | AKE-5KW-LB2 | N/A | Tempo (Aust) Pty Ltd | AKE-5KW-HBI | 3 | 13.83
6 | AKAI Energy | AKE-5KW-LB2 | N/A | Tempo (Aust) Pty Ltd | AKE-6KW-HBI | 3 | 13.83
7 | AKAI Energy | AKE-5KW-LB2 | N/A | Tempo (Aust) Pty Ltd | AKE-5.5KW-HBI | 3 | 13.83
8 | AKAI Energy | AKE-5KW-LB2 | N/A | Tempo (Aust) Pty Ltd | AKE-4.6KW-HBI | 3 | 13.83
9 | AKAI Energy | AKE-5KW-LB2 | N/A | Tempo (Aust) Pty Ltd | AKE-5KW-HBI | 4 | 18.44
10 | AKAI Energy | AKE-5KW-LB2 | N/A | Tempo (Aust) Pty Ltd | AKE-6KW-HBI | 4 | 18.44
11 | AKAI Energy | AKE-5KW-LB2 | N/A | Tempo (Aust) Pty Ltd | AKE-5.5KW-HBI | 4 | 18.44
12 | AKAI Energy | AKE-5KW-LB2 | N/A | Tempo (Aust) Pty Ltd | AKE-4.6KW-HBI | 4 | 18.44
13 | AMBRION | N/A | HS2-6K-S2-2 4G | N/A | N/A | 2 | 9
14 | AMBRION | N/A | HS2-3K-S2-2 4G | N/A | N/A | 2 | 9
15 | AMBRION | N/A | HS2-5K-S2-2 4G | N/A | N/A | 2 | 9
16 | AMBRION | N/A | HS2-5K-S2-3 4G | N/A | N/A | 3 | 13.5
17 | AMBRION | N/A | HS2-6K-S2-3 4G | N/A | N/A | 3 | 13.5
18 | AMBRION | N/A | HS2-6K-S2-4 4G | N/A | N/A | 4 | 18
19 | AMBRION | N/A | HS2-5K-S2-4 4G | N/A | N/A | 4 | 18
20 | Alpha-ESS | SMILE-BAT-8.2 PH | N/A | Alpha-ESS | SMILE-T10-HV-INV | 1 | 7.8
21 | Alpha-ESS | SMILE-BAT-8.2PH | N/A | Alpha-ESS | SMILE-S6-HV | 1 | 7.8
22 | Alpha-ESS | SMILE-BAT-10.1P | N/A | Alpha-ESS | SMILE5-INV | 1 | 9.1
23 | Alpha-ESS | SMILE-BAT-10.3P | N/A | Alpha-ESS | SMILE5-INV | 1 | 9.3
24 | Alpha-ESS | SMILE-G3-BAT-10.1P | N/A | Alpha-ESS | SMILE-G3-S5-INV | 1 | 9.6
25 | Alpha-ESS | SMILE-G3-BAT-10.1P | N/A | Alpha-ESS | SMILE-G3-B5-INV | 1 | 9.6
26 | Alpha-ESS | SMILE-BAT-5P II | N/A | Alpha-ESS | SMILE-S5 | 1 | 10.08
27 | Alpha-ESS | SMILE5-BAT | N/A | Alpha-ESS | SMILE5-INV | 2 | 11
28 | Alpha-ESS | Smile-BAT-13.3P | N/A | Alpha-ESS | SMILE5-INV | 1 | 13.3
29 | Alpha-ESS | SMILE-BAT-5P III | N/A | Alpha-ESS | SMILE-S5 | 1 | 15.12
30 | Alpha-ESS | SMILE-BAT-8.2 PH II | N/A | Alpha-ESS | SMILE-T10-HV-INV | 1 | 15.6
31 | Alpha-ESS | SMILE-BAT-8.2PH II | N/A | Alpha-ESS | SMILE-S6-HV | 1 | 15.6
32 | Alpha-ESS | SMILE5-BAT | N/A | Alpha-ESS | SMILE5-INV | 3 | 16.5
33 | Alpha-ESS | SMILE-BAT-10.1P | N/A | Alpha-ESS | SMILE5-INV | 2 | 18.2
34 | Alpha-ESS | SMILE-BAT-10.3P | N/A | Alpha-ESS | SMILE5-INV | 2 | 18.6
35 | Alpha-ESS | SMILE-G3-BAT-10.1P II | N/A | Alpha-ESS | SMILE-G3-S5-INV | 1 | 19.2
36 | Alpha-ESS | SMILE-G3-BAT-10.1P II | N/A | Alpha-ESS | SMILE-G3-B5-INV | 1 | 19.2
37 | Alpha-ESS | SMILE-BAT-5P IV | N/A | Alpha-ESS | SMILE-S5 | 1 | 20.16
38 | Alpha-ESS | SMILE-BAT-8.2 PH III | N/A | Alpha-ESS | SMILE-T10-HV-INV | 1 | 23.4
39 | Alpha-ESS | SMILE-BAT-8.2PH III | N/A | Alpha-ESS | SMILE-S6-HV | 1 | 23.4
40 | Alpha-ESS | SMILE-BAT-5P V | N/A | Alpha-ESS | SMILE-S5 | 1 | 25.2
41 | Alpha-ESS | Smile-BAT-13.3P | N/A | Alpha-ESS | SMILE5-INV | 2 | 26.6
42 | Alpha-ESS | SMILE-G3-BAT-10.1P III | N/A | Alpha-ESS | SMILE-G3-S5-INV | 1 | 28.7
43 | Alpha-ESS | SMILE-G3-BAT-10.1P III | N/A | Alpha-ESS | SMILE-G3-B5-INV | 1 | 28.7
44 | Alpha-ESS | SMILE-BAT-5P VI | N/A | Alpha-ESS | SMILE-S5 | 1 | 30.24
45 | Alpha-ESS | SMILE-BAT-8.2 PH IV | N/A | Alpha-ESS | SMILE-T10-HV-INV | 1 | 31.2
46 | Alpha-ESS | SMILE-BAT-8.2PH IV | N/A | Alpha-ESS | SMILE-S6-HV | 1 | 31.2
47 | Alpha-ESS | SMILE-G3-BAT-10.1P IV | N/A | Alpha-ESS | SMILE-G3-B5-INV | 1 | 38.3
48 | Alpha-ESS | SMILE-G3-BAT-10.1P IV | N/A | Alpha-ESS | SMILE-G3-S5-INV | 1 | 38.3
49 | Alpha-ESS | SMILE-BAT-8.2PH V | N/A | Alpha-ESS | SMILE-S6-HV | 1 | 39
50 | Alpha-ESS | SMILE-BAT-8.2 PH V | N/A | Alpha-ESS | SMILE-T10-HV-INV | 1 | 39
51 | Alpha-ESS | Smile-BAT-13.3P | N/A | Alpha-ESS | SMILE5-INV | 3 | 39.9
52 | Alpha-ESS | SMILE-BAT-8.2 PH VI | N/A | Alpha-ESS | SMILE-T10-HV-INV | 1 | 46.7
53 | Alpha-ESS | SMILE-BAT-8.2PH VI | N/A | Alpha-ESS | SMILE-S6-HV | 1 | 46.7
54 | Alpha-ESS | SMILE-G3-BAT-10.1P V | N/A | Alpha-ESS | SMILE-G3-S5-INV | 1 | 47.9
55 | Alpha-ESS | SMILE-G3-BAT-10.1P V | N/A | Alpha-ESS | SMILE-G3-B5-INV | 1 | 49.7
56 | Alpha-ESS | SMILE-G3-BAT-10.1P VI | N/A | Alpha-ESS | SMILE-G3-S5-INV | 1 | 57.5
57 | Alpha-ESS | SMILE-G3-BAT-10.1P VI | N/A | Alpha-ESS | SMILE-G3-B5-INV | 1 | 57.5
58 | Alpha-ESS | SMILE-BAT-10.1P | N/A | Ginlong Technologies Co | RHI-5K-48ES-5G | 1 | 9.1
59 | Alpha-ESS | SMILE-BAT-10.3P | N/A | Ginlong Technologies Co | RHI-5K-48ES-5G | 1 | 9.3
60 | Alpha-ESS | Smile-BAT-13.3P | N/A | Ginlong Technologies Co | RHI-5K-48ES-5G | 1 | 13.3
61 | Alpha-ESS | SMILE-BAT-10.1P | N/A | Ginlong Technologies Co | RHI-5K-48ES-5G | 2 | 18.2
62 | Alpha-ESS | SMILE-BAT-10.3P | N/A | Ginlong Technologies Co | RHI-5K-48ES-5G | 2 | 18.6
63 | Alpha-ESS | Smile-BAT-13.3P | N/A | Ginlong Technologies Co | RHI-5K-48ES-5G | 2 | 26.6
64 | Alpha-ESS | SMILE-BAT-10.1P | N/A | Ginlong Technologies Co | RHI-5K-48ES-5G | 3 | 27.3
65 | Alpha-ESS | SMILE-BAT-10.3P | N/A | Ginlong Technologies Co | RHI-5K-48ES-5G | 3 | 27.9
66 | Alpha-ESS | Smile-BAT-13.3P | N/A | Ginlong Technologies Co | RHI-5K-48ES-5G | 3 | 39.9
67 | Alpha-ESS | SMILE-BAT-10.1P | N/A | GoodWe | GW3600S-BP | 1 | 9.1
68 | Alpha-ESS | SMILE-BAT-10.1P | N/A | GoodWe | GW5000S-BP | 1 | 9.1
69 | Alpha-ESS | eSTORE-BAT-10.1 | N/A | GoodWe | GW5000S-BP | 1 | 9.1
70 | Alpha-ESS | eSTORE-BAT-10.1 | N/A | GoodWe | GW5048D-ES | 1 | 9.1
71 | Alpha-ESS | eSTORE-BAT-10.3 | N/A | GoodWe | GW5000S-BP | 1 | 9.3
72 | Alpha-ESS | SMILE-BAT-10.3P | N/A | GoodWe | GW3600S-BP | 1 | 9.3
73 | Alpha-ESS | eSTORE-BAT-10.3 | N/A | GoodWe | GW5048D-ES | 1 | 9.3
74 | Alpha-ESS | SMILE-BAT-10.3P | N/A | GoodWe | GW5000S-BP | 1 | 9.3
75 | Alpha-ESS | M4856-P | N/A | GoodWe | GW10KL-ET | 4 | 10.4
76 | Alpha-ESS | SMILE5-BAT | N/A | GoodWe | GW3600S-BP | 2 | 11
77 | Alpha-ESS | SMILE5-BAT | N/A | GoodWe | GW5048D-ES | 2 | 11
78 | Alpha-ESS | SMILE5-BAT | N/A | GoodWe | GW5000S-BP | 2 | 11
79 | Alpha-ESS | M4856-P | N/A | GoodWe | GW10KL-ET | 5 | 13.1
80 | Alpha-ESS | Smile-BAT-13.3P | N/A | GoodWe | GW5000S-BP | 1 | 13.34
81 | Alpha-ESS | Smile-BAT-13.3P | N/A | GoodWe | GW5048D-ES | 1 | 13.34
82 | Alpha-ESS | M4856-P | N/A | GoodWe | GW10KL-ET | 6 | 15.7
83 | Alpha-ESS | SMILE5-BAT | N/A | GoodWe | GW3600S-BP | 3 | 16.5
84 | Alpha-ESS | SMILE5-BAT | N/A | GoodWe | GW5048D-ES | 3 | 16.5
85 | Alpha-ESS | SMILE5-BAT | N/A | GoodWe | GW5000S-BP | 3 | 16.5
86 | Alpha-ESS | SMILE-BAT-10.1P | N/A | GoodWe | GW5000S-BP | 2 | 18.2
87 | Alpha-ESS | eSTORE-BAT-10.1 | N/A | GoodWe | GW5048D-ES | 2 | 18.2
88 | Alpha-ESS | SMILE-BAT-10.1P | N/A | GoodWe | GW3600S-BP | 2 | 18.2
89 | Alpha-ESS | eSTORE-BAT-10.1 | N/A | GoodWe | GW5000S-BP | 2 | 18.2
90 | Alpha-ESS | M4856-P | N/A | GoodWe | GW10KL-ET | 7 | 18.3
91 | Alpha-ESS | SMILE-BAT-10.3P | N/A | GoodWe | GW3600S-BP | 2 | 18.6
92 | Alpha-ESS | eSTORE-BAT-10.3 | N/A | GoodWe | GW5048D-ES | 2 | 18.6
93 | Alpha-ESS | eSTORE-BAT-10.3 | N/A | GoodWe | GW5000S-BP | 2 | 18.6
94 | Alpha-ESS | SMILE-BAT-10.3P | N/A | GoodWe | GW5000S-BP | 2 | 18.6
95 | Alpha-ESS | M4856-P | N/A | GoodWe | GW10KL-ET | 8 | 20.9
96 | Alpha-ESS | Smile-BAT-13.3P | N/A | GoodWe | GW5000S-BP | 2 | 26.6
97 | Alpha-ESS | Smile-BAT-13.3P | N/A | GoodWe | GW5048D-ES | 2 | 26.6
98 | Alpha-ESS | Smile-BAT-13.3P | N/A | GoodWe | GW5048D-ES | 3 | 39.9
99 | Alpha-ESS | Smile-BAT-13.3P | N/A | GoodWe | GW5000S-BP | 3 | 39.9
100 | Alpha-ESS | N/A | Storion-SMILE-B3 | N/A | N/A | 1 | 8.4
101 | Alpha-ESS | N/A | Storion-SMILE-B3 | N/A | N/A | 1 | 8.4
102 | Alpha-ESS | N/A | SMILE-B3-PLUS II | N/A | N/A | 1 | 9.6
103 | Alpha-ESS | N/A | Storion-SMILE-B3 | N/A | N/A | 1 | 11.2
104 | Alpha-ESS | N/A | Storion-SMILE-B3 | N/A | N/A | 1 | 11.2
105 | Alpha-ESS | N/A | Storion-SMILE-B3 | N/A | N/A | 1 | 14
106 | Alpha-ESS | N/A | Storion-SMILE-B3 | N/A | N/A | 1 | 14
107 | Alpha-ESS | N/A | SMILE-B3-PLUS III | N/A | N/A | 1 | 14.4
108 | Alpha-ESS | N/A | Storion-SMILE-B3 | N/A | N/A | 1 | 16.8
109 | Alpha-ESS | N/A | Storion-SMILE-B3 | N/A | N/A | 1 | 16.8
110 | Alpha-ESS | N/A | SMILE-B3-PLUS IV | N/A | N/A | 1 | 19.2
111 | Alpha-ESS | N/A | SMILE-B3-PLUS V | N/A | N/A | 1 | 23.9
112 | Alpha-ESS | N/A | SMILE-B3-PLUS VI | N/A | N/A | 1 | 28.7
113 | Alpha-ESS | SMILE5-BAT | N/A | Sofar Solar | ME 3000SP | 2 | 11
114 | Alpha-ESS | SMILE5-BAT | N/A | Sofar Solar | ME 3000SP | 3 | 16.5
115 | Altius | AS-5KW-LB2 | N/A | Tempo (Aust) Pty Ltd | AS-4.6KW-HBI | 2 | 9.22
116 | Altius | AS-5KW-LB2 | N/A | Tempo (Aust) Pty Ltd | AS-5.5KW-HBI | 2 | 9.22
117 | Altius | AS-5KW-LB2 | N/A | Tempo (Aust) Pty Ltd | AS-5KW-HBI | 2 | 9.22
118 | Altius | AS-5KW-LB2 | N/A | Tempo (Aust) Pty Ltd | AS-4.6KW-HBI | 3 | 13.83
119 | Altius | AS-5KW-LB2 | N/A | Tempo (Aust) Pty Ltd | AS-5.5KW-HBI | 3 | 13.83
120 | Altius | AS-5KW-LB2 | N/A | Tempo (Aust) Pty Ltd | AS-5KW-HBI | 3 | 13.83
121 | Altius | AS-5KW-LB2 | N/A | Tempo (Aust) Pty Ltd | AS-5KW-HBI | 4 | 18.44
122 | Altius | AS-5KW-LB2 | N/A | Tempo (Aust) Pty Ltd | AS-4.6KW-HBI | 4 | 18.44
123 | Altius | AS-5KW-LB2 | N/A | Tempo (Aust) Pty Ltd | AS-5.5KW-HBI | 4 | 18.44
124 | BYD | HVS 7.7 | N/A | Fronius | Primo GEN24 Plus 4.6 | 1 | 7.68
125 | BYD | HVS 7.7 | N/A | Fronius | Primo GEN24 Plus 4.6 | 2 | 7.68
126 | BYD | HVS 7.7 | N/A | Fronius | Primo GEN24 Plus 8.0 | 1 | 7.68
127 | BYD | HVS 7.7 | N/A | Fronius | Primo GEN24 Plus 3.6 | 1 | 7.68
128 | BYD | HVS 7.7 | N/A | Fronius | Primo GEN24 Plus 3.0 | 1 | 7.68
129 | BYD | HVS 7.7 | N/A | Fronius | Symo GEN24 Plus 8.0 | 1 | 7.68
130 | BYD | HVS 7.7 | N/A | Fronius | Symo GEN24 3.0 Plus | 1 | 7.68
131 | BYD | HVS 7.7 | N/A | Fronius | Primo GEN24 Plus 10.0 | 1 | 7.68
132 | BYD | HVS 7.7 | N/A | Fronius | Symo GEN24 Plus 6.0 | 1 | 7.68
133 | BYD | HVS 7.7 | N/A | Fronius | Primo GEN24 Plus 5.0 | 2 | 7.68
134 | BYD | HVS 7.7 | N/A | Fronius | Primo GEN24 Plus 5.0 | 1 | 7.68
135 | BYD | HVS 7.7 | N/A | Fronius | Symo GEN24 Plus 4.0 | 1 | 7.68
136 | BYD | HVS 7.7 | N/A | Fronius | Primo GEN24 Plus 3.6 | 1 | 7.68
137 | BYD | HVS 7.7 | N/A | Fronius | Primo GEN24 Plus 3.6 | 2 | 7.68
138 | BYD | HVS 7.7 | N/A | Fronius | Primo GEN24 Plus 3.0 | 2 | 7.68
139 | BYD | HVS 7.7 | N/A | Fronius | Primo GEN24 Plus 6.0 | 2 | 7.68
140 | BYD | HVS 7.7 | N/A | Fronius | Primo GEN24 Plus 3.0 | 1 | 7.68
141 | BYD | HVS 7.7 | N/A | Fronius | Symo GEN24 4.0 Plus | 1 | 7.68
142 | BYD | HVS 7.7 | N/A | Fronius | Symo GEN24 5.0 Plus | 1 | 7.68
143 | BYD | HVS 7.7 | N/A | Fronius | Primo GEN24 Plus 8.0 | 1 | 7.68
144 | BYD | HVS 7.7 | N/A | Fronius | Symo GEN24 Plus 4.0 | 1 | 7.68
145 | BYD | HVS 7.7 | N/A | Fronius | Symo GEN24 Plus 3.0 | 1 | 7.68
146 | BYD | HVS 7.7 | N/A | Fronius | Primo GEN24 Plus 4.0 | 1 | 7.68
147 | BYD | HVS 7.7 | N/A | Fronius | Primo GEN24 Plus 4.0 | 1 | 7.68
148 | BYD | HVS 7.7 | N/A | Fronius | Primo GEN24 Plus 4.0 | 2 | 7.68
149 | BYD | HVS 7.7 | N/A | Fronius | Primo GEN24 Plus 6.0 | 1 | 7.68
150 | BYD | HVS 7.7 | N/A | Fronius | Primo GEN24 Plus 6.0 | 1 | 7.68
151 | BYD | HVS 7.7 | N/A | Fronius | Primo GEN24 Plus 10.0 | 1 | 7.68
152 | BYD | HVS 7.7 | N/A | Fronius | Primo GEN24 Plus 4.6 | 1 | 7.68
153 | BYD | HVS 7.7 | N/A | Fronius | Symo GEN24 Plus 3.0 | 1 | 7.68
154 | BYD | HVS 7.7 | N/A | Fronius | Symo GEN24 Plus 10.0 | 1 | 7.68
155 | BYD | HVS 7.7 | N/A | Fronius | Symo GEN24 Plus 6.0 | 1 | 7.68
156 | BYD | HVS 7.7 | N/A | Fronius | Symo GEN24 Plus 5.0 | 1 | 7.68
157 | BYD | HVS 7.7 | N/A | Fronius | Symo GEN24 Plus 10.0 | 1 | 7.68
158 | BYD | HVS 7.7 | N/A | Fronius | Primo GEN24 Plus 5.0 | 1 | 7.68
159 | BYD | HVS 7.7 | N/A | Fronius | Symo GEN24 Plus 8.0 | 1 | 7.68
160 | BYD | HVS 7.7 | N/A | Fronius | Symo GEN24 Plus 5.0 | 1 | 7.68
161 | BYD | HVS 7.7 | N/A | Fronius | Primo GEN24 6.0 Plus | 1 | 7.7
162 | BYD | Battery-Box Premium HVS 7.7/7.68kWh | N/A | Fronius | Symo GEN24 8.0 Plus | 1 | 7.7
163 | BYD | HVS 7.7 | N/A | Fronius | Primo GEN24 4.0 Plus | 1 | 7.7
164 | BYD | Battery-Box Premium HVS 7.7/7.68kWh | N/A | Fronius | Primo GEN24 5.0 Plus | 1 | 7.7
165 | BYD | Battery-Box Premium HVS 7.7/7.68kWh | N/A | Fronius | Primo GEN24 4.6 Plus | 1 | 7.7
166 | BYD | HVS 7.7 | N/A | Fronius | Symo GEN24 6.0 Plus | 1 | 7.7
167 | BYD | HVS 7.7 | N/A | Fronius | Primo GEN24 4.6 Plus | 1 | 7.7
168 | BYD | Battery-Box Premium HVS 7.7/7.68kWh | N/A | Fronius | Primo GEN24 3.0 Plus | 1 | 7.7
169 | BYD | Battery-Box Premium HVS 7.7/7.68kWh | N/A | Fronius | Symo GEN24 6.0 Plus | 1 | 7.7
170 | BYD | Battery-Box Premium HVS 7.7/7.68kWh | N/A | Fronius | Primo GEN24 3.6 Plus | 1 | 7.7
171 | BYD | HVS 7.7 | N/A | Fronius | Symo GEN24 8.0 Plus | 1 | 7.7
172 | BYD | Battery-Box Premium HVS 7.7/7.68kWh | N/A | Fronius | Symo GEN24 10.0 Plus | 1 | 7.7
173 | BYD | HVS 7.7 | N/A | Fronius | Primo GEN24 5.0 Plus | 1 | 7.7
174 | BYD | HVS 7.7 | N/A | Fronius | Primo GEN24 3.0 Plus | 1 | 7.7
175 | BYD | HVS 7.7 | N/A | Fronius | Symo GEN24 10.0 Plus | 1 | 7.7
176 | BYD | HVS 7.7 | N/A | Fronius | Primo GEN24 3.6 Plus | 1 | 7.7
177 | BYD | Battery-Box Premium HVS 7.7/7.68kWh | N/A | Fronius | Primo GEN24 4.0 Plus | 1 | 7.7
178 | BYD | Battery-Box Premium HVS 7.7/7.68kWh | N/A | Fronius | Primo GEN24 6.0 Plus | 1 | 7.7
179 | BYD | Battery-Box Premium HVS 5.1/5.12kWh | N/A | Fronius | Primo GEN24 3.0 Plus | 2 | 10.2
180 | BYD | Battery-Box Premium HVS 5.1/5.12kWh | N/A | Fronius | Primo GEN24 4.6 Plus | 2 | 10.2
181 | BYD | Battery-Box Premium HVS 10.2/10.24kWh | N/A | Fronius | Symo GEN24 8.0 Plus | 1 | 10.2
182 | BYD | HVS 10.2 | N/A | Fronius | Symo GEN24 10.0 Plus | 1 | 10.2
183 | BYD | HVS 10.2 | N/A | Fronius | Symo GEN24 8.0 Plus | 1 | 10.2
184 | BYD | Battery-Box Premium HVS 5.1/5.12kWh | N/A | Fronius | Primo GEN24 5.0 Plus | 2 | 10.2
185 | BYD | HVS 10.2 | N/A | Fronius | Symo GEN24 6.0 Plus | 1 | 10.2
186 | BYD | Battery-Box Premium HVS 5.1/5.12kWh | N/A | Fronius | Primo GEN24 3.6 Plus | 2 | 10.2
187 | BYD | Battery-Box Premium HVS 5.1/5.12kWh | N/A | Fronius | Primo GEN24 4.0 Plus | 2 | 10.2
188 | BYD | Battery-Box Premium HVS 10.2/10.24kWh | N/A | Fronius | Symo GEN24 10.0 Plus | 1 | 10.2
189 | BYD | Battery-Box Premium HVS 5.1/5.12kWh | N/A | Fronius | Symo GEN24 10.0 Plus | 2 | 10.2
190 | BYD | Battery-Box Premium HVS 10.2/10.24kWh | N/A | Fronius | Symo GEN24 6.0 Plus | 1 | 10.2
191 | BYD | Battery-Box Premium HVS 5.1/5.12kWh | N/A | Fronius | Symo GEN24 6.0 Plus | 2 | 10.2
192 | BYD | Battery-Box Premium HVS 5.1/5.12kWh | N/A | Fronius | Primo GEN24 6.0 Plus | 2 | 10.2
193 | BYD | Battery-Box Premium HVS 5.1/5.12kWh | N/A | Fronius | Symo GEN24 8.0 Plus | 2 | 10.2
194 | BYD | HVS 10.2 | N/A | Fronius | Symo GEN24 Plus 8.0 | 1 | 10.24
195 | BYD | HVS 10.2 | N/A | Fronius | Symo GEN24 Plus 4.0 | 1 | 10.24
196 | BYD | HVS 10.2 | N/A | Fronius | Symo GEN24 4.0 Plus | 1 | 10.24
197 | BYD | HVS 10.2 | N/A | Fronius | Symo GEN24 Plus 6.0 | 1 | 10.24
198 | BYD | HVS 10.2 | N/A | Fronius | Symo GEN24 Plus 8.0 | 1 | 10.24
199 | BYD | HVS 5.1 | N/A | Fronius | Symo GEN24 5.0 Plus | 2 | 10.24
200 | BYD | HVS 10.2 | N/A | Fronius | Symo GEN24 5.0 Plus | 1 | 10.24
201 | BYD | HVS 10.2 | N/A | Fronius | Symo GEN24 Plus 10.0 | 1 | 10.24
202 | BYD | HVS 10.2 | N/A | Fronius | Symo GEN24 Plus 4.0 | 1 | 10.24
203 | BYD | HVS 10.2 | N/A | Fronius | Symo GEN24 Plus 5.0 | 1 | 10.24
204 | BYD | HVS 5.1 | N/A | Fronius | Primo GEN24 Plus 8.0 | 2 | 10.24
205 | BYD | HVS 10.2 | N/A | Fronius | Symo GEN24 Plus 3.0 | 1 | 10.24
206 | BYD | HVS 5.1 | N/A | Fronius | Primo GEN24 Plus 10.0 | 2 | 10.24
207 | BYD | HVS 10.2 | N/A | Fronius | Symo GEN24 Plus 3.0 | 1 | 10.24
208 | BYD | HVS 5.1 | N/A | Fronius | Primo GEN24 Plus 8.0 | 2 | 10.24
209 | BYD | HVS 10.2 | N/A | Fronius | Symo GEN24 Plus 5.0 | 1 | 10.24
210 | BYD | HVS 5.1 | N/A | Fronius | Symo GEN24 4.0 Plus | 2 | 10.24
211 | BYD | HVS 10.2 | N/A | Fronius | Symo GEN24 3.0 Plus | 1 | 10.24
212 | BYD | HVS 5.1 | N/A | Fronius | Symo GEN24 3.0 Plus | 2 | 10.24
213 | BYD | HVS 5.1 | N/A | Fronius | Primo GEN24 Plus 10.0 | 2 | 10.24
214 | BYD | HVS 10.2 | N/A | Fronius | Symo GEN24 Plus 10.0 | 1 | 10.24
215 | BYD | HVS 10.2 | N/A | Fronius | Symo GEN24 Plus 6.0 | 1 | 10.24
216 | BYD | HVM 11.0 | N/A | Fronius | Primo GEN24 5.0 Plus | 1 | 11
217 | BYD | Battery-Box Premium HVM 11.0/11.04kWh | N/A | Fronius | Symo GEN24 6.0 Plus | 1 | 11
218 | BYD | HVM 11.0 | N/A | Fronius | Symo GEN24 6.0 Plus | 1 | 11
219 | BYD | Battery-Box Premium HVM 11.0/11.04kWh | N/A | Fronius | Symo GEN24 8.0 Plus | 1 | 11
220 | BYD | Battery-Box Premium HVM 11.0/11.04kWh | N/A | Fronius | Symo GEN24 10.0 Plus | 1 | 11
221 | BYD | HVM 11.0 | N/A | Fronius | Primo GEN24 6.0 Plus | 1 | 11
222 | BYD | Battery-Box Premium HVM 11.0/11.04kWh | N/A | Fronius | Primo GEN24 4.0 Plus | 1 | 11
223 | BYD | HVM 11.0 | N/A | Fronius | Primo GEN24 3.0 Plus | 1 | 11
224 | BYD | HVM 11.0 | N/A | Fronius | Symo GEN24 10.0 Plus | 1 | 11
225 | BYD | Battery-Box Premium HVM 11.0/11.04kWh | N/A | Fronius | Primo GEN24 5.0 Plus | 1 | 11
226 | BYD | HVM 11.0 | N/A | Fronius | Primo GEN24 4.6 Plus | 1 | 11
227 | BYD | HVM 11.0 | N/A | Fronius | Primo GEN24 3.6 Plus | 1 | 11
228 | BYD | Battery-Box Premium HVM 11.0/11.04kWh | N/A | Fronius | Primo GEN24 6.0 Plus | 1 | 11
229 | BYD | Battery-Box Premium HVM 11.0/11.04kWh | N/A | Fronius | Primo GEN24 4.6 Plus | 1 | 11
230 | BYD | HVM 11.0 | N/A | Fronius | Symo GEN24 8.0 Plus | 1 | 11
231 | BYD | HVM 11.0 | N/A | Fronius | Primo GEN24 4.0 Plus | 1 | 11
232 | BYD | Battery-Box Premium HVM 11.0/11.04kWh | N/A | Fronius | Primo GEN24 3.6 Plus | 1 | 11
233 | BYD | Battery-Box Premium HVM 11.0/11.04kWh | N/A | Fronius | Primo GEN24 3.0 Plus | 1 | 11
234 | BYD | HVM 11.0 | N/A | Fronius | Primo GEN24 Plus 3.0 | 2 | 11.04
235 | BYD | HVM 11.0 | N/A | Fronius | Primo GEN24 Plus 3.0 | 1 | 11.04
236 | BYD | HVM 11.0 | N/A | Fronius | Primo GEN24 Plus 8.0 | 1 | 11.04
237 | BYD | HVM 11.0 | N/A | Fronius | Primo GEN24 Plus 3.6 | 1 | 11.04
238 | BYD | HVM 11.0 | N/A | Fronius | Symo GEN24 Plus 4.0 | 1 | 11.04
239 | BYD | HVM 11.0 | N/A | Fronius | Primo GEN24 Plus 10.0 | 1 | 11.04
240 | BYD | HVM 11.0 | N/A | Fronius | Symo GEN24 4.0 Plus | 1 | 11.04
241 | BYD | HVM 11.0 | N/A | Fronius | Primo GEN24 Plus 6.0 | 2 | 11.04
242 | BYD | HVM 11.0 | N/A | Fronius | Primo GEN24 Plus 3.0 | 1 | 11.04
243 | BYD | HVM 11.0 | N/A | Fronius | Primo GEN24 Plus 3.6 | 2 | 11.04
244 | BYD | HVM 11.0 | N/A | Fronius | Primo GEN24 Plus 8.0 | 1 | 11.04
245 | BYD | HVM 11.0 | N/A | Fronius | Primo GEN24 Plus 6.0 | 1 | 11.04
246 | BYD | HVM 11.0 | N/A | Fronius | Primo GEN24 Plus 10.0 | 1 | 11.04
247 | BYD | HVM 11.0 | N/A | Fronius | Symo GEN24 5.0 Plus | 1 | 11.04
248 | BYD | HVM 11.0 | N/A | Fronius | Symo GEN24 Plus 8.0 | 1 | 11.04
249 | BYD | HVM 11.0 | N/A | Fronius | Symo GEN24 Plus 4.0 | 1 | 11.04
250 | BYD | HVM 11.0 | N/A | Fronius | Symo GEN24 Plus 10.0 | 1 | 11.04
251 | BYD | HVM 11.0 | N/A | Fronius | Primo GEN24 Plus 5.0 | 1 | 11.04
252 | BYD | HVM 11.0 | N/A | Fronius | Symo GEN24 3.0 Plus | 1 | 11.04
253 | BYD | HVM 11.0 | N/A | Fronius | Symo GEN24 Plus 5.0 | 1 | 11.04
254 | BYD | HVM 11.0 | N/A | Fronius | Symo GEN24 Plus 5.0 | 1 | 11.04
255 | BYD | HVM 11.0 | N/A | Fronius | Symo GEN24 Plus 8.0 | 1 | 11.04
256 | BYD | HVM 11.0 | N/A | Fronius | Symo GEN24 Plus 3.0 | 1 | 11.04
257 | BYD | HVM 11.0 | N/A | Fronius | Primo GEN24 Plus 4.6 | 1 | 11.04
258 | BYD | HVM 11.0 | N/A | Fronius | Primo GEN24 Plus 5.0 | 1 | 11.04
259 | BYD | HVM 11.0 | N/A | Fronius | Primo GEN24 Plus 5.0 | 2 | 11.04
260 | BYD | HVM 11.0 | N/A | Fronius | Primo GEN24 Plus 6.0 | 1 | 11.04
261 | BYD | HVM 11.0 | N/A | Fronius | Primo GEN24 Plus 4.0 | 2 | 11.04
262 | BYD | HVM 11.0 | N/A | Fronius | Symo GEN24 Plus 6.0 | 1 | 11.04
263 | BYD | HVM 11.0 | N/A | Fronius | Primo GEN24 Plus 4.6 | 1 | 11.04
264 | BYD | HVM 11.0 | N/A | Fronius | Symo GEN24 Plus 10.0 | 1 | 11.04
265 | BYD | HVM 11.0 | N/A | Fronius | Symo GEN24 Plus 3.0 | 1 | 11.04
266 | BYD | HVM 11.0 | N/A | Fronius | Primo GEN24 Plus 3.6 | 1 | 11.04
267 | BYD | HVM 11.0 | N/A | Fronius | Symo GEN24 Plus 6.0 | 1 | 11.04
268 | BYD | HVM 11.0 | N/A | Fronius | Primo GEN24 Plus 4.0 | 1 | 11.04
269 | BYD | HVM 11.0 | N/A | Fronius | Primo GEN24 Plus 4.0 | 1 | 11.04
270 | BYD | HVM 11.0 | N/A | Fronius | Primo GEN24 Plus 4.6 | 2 | 11.04
271 | BYD | HVS 12.8 | N/A | Fronius | Symo GEN24 6.0 Plus | 1 | 12.8
272 | BYD | HVS 12.8 | N/A | Fronius | Symo GEN24 8.0 Plus | 1 | 12.8
273 | BYD | HVS 12.8 | N/A | Fronius | Symo GEN24 10.0 Plus | 1 | 12.8
274 | BYD | HVM 13.8 | N/A | Fronius | Symo GEN24 10.0 Plus | 1 | 13.8
275 | BYD | HVM 13.8 | N/A | Fronius | Primo GEN24 Plus 4.6 | 2 | 13.8
276 | BYD | HVM 13.8 | N/A | Fronius | Primo GEN24 Plus 4.6 | 1 | 13.8
277 | BYD | Battery-Box Premium HVM 13.8/13.8kWh | N/A | Fronius | Symo GEN24 10.0 Plus | 1 | 13.8
278 | BYD | Battery-Box Premium HVM 13.8/13.8kWh | N/A | Fronius | Symo GEN24 6.0 Plus | 1 | 13.8
279 | BYD | HVM 13.8 | N/A | Fronius | Primo GEN24 Plus 8.0 | 1 | 13.8
280 | BYD | HVM 13.8 | N/A | Fronius | Primo GEN24 Plus 4.6 | 1 | 13.8
281 | BYD | HVM 13.8 | N/A | Fronius | Primo GEN24 Plus 3.0 | 1 | 13.8
282 | BYD | Battery-Box Premium HVM 13.8/13.8kWh | N/A | Fronius | Symo GEN24 8.0 Plus | 1 | 13.8
283 | BYD | HVM 13.8 | N/A | Fronius | Primo GEN24 5.0 Plus | 1 | 13.8
284 | BYD | HVM 13.8 | N/A | Fronius | Primo GEN24 Plus 10.0 | 1 | 13.8
285 | BYD | HVM 13.8 | N/A | Fronius | Primo GEN24 Plus 6.0 | 2 | 13.8
286 | BYD | HVM 13.8 | N/A | Fronius | Primo GEN24 6.0 Plus | 1 | 13.8
287 | BYD | HVM 13.8 | N/A | Fronius | Primo GEN24 Plus 5.0 | 1 | 13.8
288 | BYD | HVM 13.8 | N/A | Fronius | Symo GEN24 Plus 3.0 | 1 | 13.8
289 | BYD | HVM 13.8 | N/A | Fronius | Primo GEN24 Plus 5.0 | 1 | 13.8
290 | BYD | HVM 13.8 | N/A | Fronius | Primo GEN24 3.0 Plus | 1 | 13.8
291 | BYD | HVM 13.8 | N/A | Fronius | Primo GEN24 3.6 Plus | 1 | 13.8
292 | BYD | HVM 13.8 | N/A | Fronius | Primo GEN24 Plus 4.0 | 1 | 13.8
293 | BYD | HVM 13.8 | N/A | Fronius | Primo GEN24 Plus 4.0 | 1 | 13.8
294 | BYD | HVM 13.8 | N/A | Fronius | Primo GEN24 Plus 6.0 | 1 | 13.8
295 | BYD | HVM 13.8 | N/A | Fronius | Primo GEN24 Plus 5.0 | 2 | 13.8
296 | BYD | HVM 13.8 | N/A | Fronius | Symo GEN24 Plus 4.0 | 1 | 13.8
297 | BYD | HVM 13.8 | N/A | Fronius | Symo GEN24 8.0 Plus | 1 | 13.8
298 | BYD | HVM 13.8 | N/A | Fronius | Primo GEN24 4.0 Plus | 1 | 13.8
299 | BYD | HVM 13.8 | N/A | Fronius | Symo GEN24 Plus 4.0 | 1 | 13.8
300 | BYD | HVM 13.8 | N/A | Fronius | Primo GEN24 4.6 Plus | 1 | 13.8
301 | BYD | HVM 13.8 | N/A | Fronius | Symo GEN24 Plus 10.0 | 1 | 13.8
302 | BYD | HVM 13.8 | N/A | Fronius | Symo GEN24 6.0 Plus | 1 | 13.8
303 | BYD | HVM 13.8 | N/A | Fronius | Primo GEN24 Plus 4.0 | 2 | 13.8
304 | BYD | HVM 13.8 | N/A | Fronius | Symo GEN24 Plus 8.0 | 1 | 13.8
305 | BYD | HVM 13.8 | N/A | Fronius | Primo GEN24 Plus 6.0 | 1 | 13.8
306 | BYD | Battery-Box Premium HVM 13.8/13.8kWh | N/A | Fronius | Primo GEN24 4.0 Plus | 1 | 13.8
307 | BYD | HVM 13.8 | N/A | Fronius | Symo GEN24 Plus 8.0 | 1 | 13.8
308 | BYD | Battery-Box Premium HVM 13.8/13.8kWh | N/A | Fronius | Primo GEN24 3.0 Plus | 1 | 13.8
309 | BYD | Battery-Box Premium HVM 13.8/13.8kWh | N/A | Fronius | Primo GEN24 5.0 Plus | 1 | 13.8
310 | BYD | HVM 13.8 | N/A | Fronius | Primo GEN24 Plus 10.0 | 1 | 13.8
311 | BYD | HVM 13.8 | N/A | Fronius | Symo GEN24 Plus 6.0 | 1 | 13.8
312 | BYD | Battery-Box Premium HVM 13.8/13.8kWh | N/A | Fronius | Primo GEN24 4.6 Plus | 1 | 13.8
313 | BYD | Battery-Box Premium HVM 13.8/13.8kWh | N/A | Fronius | Primo GEN24 3.6 Plus | 1 | 13.8
314 | BYD | HVM 13.8 | N/A | Fronius | Symo GEN24 3.0 Plus | 1 | 13.8
315 | BYD | HVM 13.8 | N/A | Fronius | Symo GEN24 5.0 Plus | 1 | 13.8
316 | BYD | HVM 13.8 | N/A | Fronius | Primo GEN24 Plus 3.6 | 2 | 13.8
317 | BYD | HVM 13.8 | N/A | Fronius | Primo GEN24 Plus 8.0 | 1 | 13.8
318 | BYD | HVM 13.8 | N/A | Fronius | Symo GEN24 4.0 Plus | 1 | 13.8
319 | BYD | HVM 13.8 | N/A | Fronius | Primo GEN24 Plus 3.6 | 1 | 13.8
320 | BYD | HVM 13.8 | N/A | Fronius | Symo GEN24 Plus 3.0 | 1 | 13.8
321 | BYD | HVM 13.8 | N/A | Fronius | Primo GEN24 Plus 3.0 | 2 | 13.8
322 | BYD | HVM 13.8 | N/A | Fronius | Symo GEN24 Plus 10.0 | 1 | 13.8
323 | BYD | HVM 13.8 | N/A | Fronius | Primo GEN24 Plus 3.0 | 1 | 13.8
324 | BYD | HVM 13.8 | N/A | Fronius | Symo GEN24 Plus 5.0 | 1 | 13.8
325 | BYD | HVM 13.8 | N/A | Fronius | Primo GEN24 Plus 3.6 | 1 | 13.8
326 | BYD | HVM 13.8 | N/A | Fronius | Symo GEN24 Plus 6.0 | 1 | 13.8
327 | BYD | HVM 13.8 | N/A | Fronius | Symo GEN24 Plus 5.0 | 1 | 13.8
328 | BYD | Battery-Box Premium HVM 13.8/13.8kWh | N/A | Fronius | Primo GEN24 6.0 Plus | 1 | 13.8
329 | BYD | Battery-Box Premium HVS 5.1/5.12kWh | N/A | Fronius | Symo GEN24 10.0 Plus | 3 | 15.3
330 | BYD | Battery-Box Premium HVS 5.1/5.12kWh | N/A | Fronius | Primo GEN24 3.0 Plus | 3 | 15.3
331 | BYD | Battery-Box Premium HVS 5.1/5.12kWh | N/A | Fronius | Symo GEN24 6.0 Plus | 3 | 15.3
332 | BYD | Battery-Box Premium HVS 5.1/5.12kWh | N/A | Fronius | Primo GEN24 5.0 Plus | 3 | 15.3
333 | BYD | Battery-Box Premium HVS 5.1/5.12kWh | N/A | Fronius | Symo GEN24 8.0 Plus | 3 | 15.3
334 | BYD | Battery-Box Premium HVS 5.1/5.12kWh | N/A | Fronius | Primo GEN24 4.6 Plus | 3 | 15.3
335 | BYD | Battery-Box Premium HVS 5.1/5.12kWh | N/A | Fronius | Primo GEN24 4.0 Plus | 3 | 15.3
336 | BYD | Battery-Box Premium HVS 5.1/5.12kWh | N/A | Fronius | Primo GEN24 3.6 Plus | 3 | 15.3
337 | BYD | Battery-Box Premium HVS 5.1/5.12kWh | N/A | Fronius | Primo GEN24 6.0 Plus | 3 | 15.3
338 | BYD | HVS 5.1 | N/A | Fronius | Symo GEN24 5.0 Plus | 3 | 15.36
339 | BYD | HVS 7.7 | N/A | Fronius | Symo GEN24 Plus 5.0 | 2 | 15.36
340 | BYD | HVS 7.7 | N/A | Fronius | Symo GEN24 Plus 6.0 | 2 | 15.36
341 | BYD | HVS 5.1 | N/A | Fronius | Symo GEN24 3.0 Plus | 3 | 15.36
342 | BYD | HVS 5.1 | N/A | Fronius | Primo GEN24 Plus 10.0 | 3 | 15.36
343 | BYD | HVS 7.7 | N/A | Fronius | Primo GEN24 Plus 10.0 | 2 | 15.36
344 | BYD | HVS 7.7 | N/A | Fronius | Symo GEN24 3.0 Plus | 2 | 15.36
345 | BYD | HVS 7.7 | N/A | Fronius | Symo GEN24 Plus 10.0 | 2 | 15.36
346 | BYD | HVS 5.1 | N/A | Fronius | Primo GEN24 Plus 10.0 | 3 | 15.36
347 | BYD | HVS 7.7 | N/A | Fronius | Symo GEN24 5.0 Plus | 2 | 15.36
348 | BYD | HVS 5.1 | N/A | Fronius | Primo GEN24 Plus 8.0 | 3 | 15.36
349 | BYD | HVS 7.7 | N/A | Fronius | Symo GEN24 Plus 4.0 | 2 | 15.36
350 | BYD | HVS 7.7 | N/A | Fronius | Primo GEN24 Plus 5.0 | 2 | 15.36
351 | BYD | HVS 7.7 | N/A | Fronius | Symo GEN24 Plus 10.0 | 2 | 15.36
352 | BYD | HVS 7.7 | N/A | Fronius | Symo GEN24 Plus 6.0 | 2 | 15.36
353 | BYD | HVS 7.7 | N/A | Fronius | Symo GEN24 Plus 8.0 | 2 | 15.36
354 | BYD | HVS 7.7 | N/A | Fronius | Primo GEN24 Plus 4.0 | 2 | 15.36
355 | BYD | HVS 7.7 | N/A | Fronius | Symo GEN24 Plus 8.0 | 2 | 15.36
356 | BYD | HVS 5.1 | N/A | Fronius | Primo GEN24 Plus 8.0 | 3 | 15.36
357 | BYD | HVS 7.7 | N/A | Fronius | Symo GEN24 Plus 4.0 | 2 | 15.36
358 | BYD | HVS 7.7 | N/A | Fronius | Symo GEN24 Plus 3.0 | 2 | 15.36
359 | BYD | HVS 7.7 | N/A | Fronius | Primo GEN24 Plus 8.0 | 2 | 15.36
360 | BYD | HVS 7.7 | N/A | Fronius | Primo GEN24 Plus 10.0 | 2 | 15.36
361 | BYD | HVS 7.7 | N/A | Fronius | Primo GEN24 Plus 4.6 | 2 | 15.36
362 | BYD | HVS 7.7 | N/A | Fronius | Primo GEN24 Plus 6.0 | 2 | 15.36
363 | BYD | HVS 7.7 | N/A | Fronius | Primo GEN24 Plus 3.0 | 2 | 15.36
364 | BYD | HVS 7.7 | N/A | Fronius | Primo GEN24 Plus 3.6 | 2 | 15.36
365 | BYD | HVS 7.7 | N/A | Fronius | Symo GEN24 4.0 Plus | 2 | 15.36
366 | BYD | HVS 7.7 | N/A | Fronius | Primo GEN24 Plus 8.0 | 2 | 15.36
367 | BYD | HVS 7.7 | N/A | Fronius | Symo GEN24 Plus 5.0 | 2 | 15.36
368 | BYD | HVS 7.7 | N/A | Fronius | Symo GEN24 Plus 3.0 | 2 | 15.36
369 | BYD | HVS 5.1 | N/A | Fronius | Symo GEN24 4.0 Plus | 3 | 15.36
370 | BYD | HVS 7.7 | N/A | Fronius | Primo GEN24 4.0 Plus | 2 | 15.4
371 | BYD | HVS 7.7 | N/A | Fronius | Primo GEN24 6.0 Plus | 2 | 15.4
372 | BYD | Battery-Box Premium HVS 7.7/7.68kWh | N/A | Fronius | Symo GEN24 10.0 Plus | 2 | 15.4
373 | BYD | Battery-Box Premium HVS 7.7/7.68kWh | N/A | Fronius | Primo GEN24 3.0 Plus | 2 | 15.4
374 | BYD | HVS 7.7 | N/A | Fronius | Primo GEN24 5.0 Plus | 2 | 15.4
375 | BYD | Battery-Box Premium HVS 7.7/7.68kWh | N/A | Fronius | Primo GEN24 5.0 Plus | 2 | 15.4
376 | BYD | Battery-Box Premium HVS 7.7/7.68kWh | N/A | Fronius | Primo GEN24 3.6 Plus | 2 | 15.4
377 | BYD | Battery-Box Premium HVS 7.7/7.68kWh | N/A | Fronius | Primo GEN24 6.0 Plus | 2 | 15.4
378 | BYD | Battery-Box Premium HVS 7.7/7.68kWh | N/A | Fronius | Symo GEN24 6.0 Plus | 2 | 15.4
379 | BYD | HVS 7.7 | N/A | Fronius | Symo GEN24 10.0 Plus | 2 | 15.4
380 | BYD | HVS 7.7 | N/A | Fronius | Symo GEN24 8.0 Plus | 2 | 15.4
381 | BYD | HVS 7.7 | N/A | Fronius | Symo GEN24 6.0 Plus | 2 | 15.4
382 | BYD | HVS 7.7 | N/A | Fronius | Primo GEN24 3.6 Plus | 2 | 15.4
383 | BYD | HVS 7.7 | N/A | Fronius | Primo GEN24 3.0 Plus | 2 | 15.4
384 | BYD | Battery-Box Premium HVS 7.7/7.68kWh | N/A | Fronius | Symo GEN24 8.0 Plus | 2 | 15.4
385 | BYD | Battery-Box Premium HVS 7.7/7.68kWh | N/A | Fronius | Primo GEN24 4.6 Plus | 2 | 15.4
386 | BYD | HVS 7.7 | N/A | Fronius | Primo GEN24 4.6 Plus | 2 | 15.4
387 | BYD | Battery-Box Premium HVS 7.7/7.68kWh | N/A | Fronius | Primo GEN24 4.0 Plus | 2 | 15.4
388 | BYD | HVM 16.6 | N/A | Fronius | Symo GEN24 Plus 8.0 | 1 | 16.56
389 | BYD | HVM 16.6 | N/A | Fronius | Symo GEN24 4.0 Plus | 1 | 16.56
390 | BYD | HVM 16.6 | N/A | Fronius | Primo GEN24 Plus 4.0 | 2 | 16.56
391 | BYD | HVM 16.6 | N/A | Fronius | Symo GEN24 Plus 5.0 | 1 | 16.56
392 | BYD | HVM 16.6 | N/A | Fronius | Symo GEN24 Plus 6.0 | 1 | 16.56
393 | BYD | HVM 16.6 | N/A | Fronius | Primo GEN24 Plus 4.0 | 1 | 16.56
394 | BYD | HVM 16.6 | N/A | Fronius | Primo GEN24 Plus 3.0 | 1 | 16.56
395 | BYD | HVM 16.6 | N/A | Fronius | Primo GEN24 Plus 4.6 | 1 | 16.56
396 | BYD | HVM 16.6 | N/A | Fronius | Symo GEN24 Plus 8.0 | 1 | 16.56
397 | BYD | HVM 16.6 | N/A | Fronius | Symo GEN24 Plus 3.0 | 1 | 16.56
398 | BYD | HVM 16.6 | N/A | Fronius | Symo GEN24 Plus 5.0 | 1 | 16.56
399 | BYD | HVM 16.6 | N/A | Fronius | Primo GEN24 Plus 4.6 | 2 | 16.56
400 | BYD | HVM 16.6 | N/A | Fronius | Primo GEN24 Plus 6.0 | 1 | 16.56
401 | BYD | HVM 16.6 | N/A | Fronius | Primo GEN24 Plus 4.0 | 1 | 16.56
402 | BYD | HVM 16.6 | N/A | Fronius | Primo GEN24 Plus 3.6 | 1 | 16.56
403 | BYD | HVM 16.6 | N/A | Fronius | Primo GEN24 Plus 8.0 | 1 | 16.56
404 | BYD | HVM 16.6 | N/A | Fronius | Symo GEN24 5.0 Plus | 1 | 16.56
405 | BYD | HVM 16.6 | N/A | Fronius | Primo GEN24 Plus 8.0 | 1 | 16.56
406 | BYD | HVM 16.6 | N/A | Fronius | Symo GEN24 Plus 10.0 | 1 | 16.56
407 | BYD | HVM 16.6 | N/A | Fronius | Symo GEN24 Plus 10.0 | 1 | 16.56
408 | BYD | HVM 16.6 | N/A | Fronius | Primo GEN24 Plus 3.6 | 1 | 16.56
409 | BYD | HVM 16.6 | N/A | Fronius | Primo GEN24 Plus 5.0 | 2 | 16.56
410 | BYD | HVM 16.6 | N/A | Fronius | Symo GEN24 3.0 Plus | 1 | 16.56
411 | BYD | HVM 16.6 | N/A | Fronius | Primo GEN24 Plus 6.0 | 1 | 16.56
412 | BYD | HVM 16.6 | N/A | Fronius | Symo GEN24 Plus 4.0 | 1 | 16.56
413 | BYD | HVM 16.6 | N/A | Fronius | Primo GEN24 Plus 3.6 | 2 | 16.56
414 | BYD | HVM 16.6 | N/A | Fronius | Symo GEN24 Plus 3.0 | 1 | 16.56
415 | BYD | HVM 16.6 | N/A | Fronius | Primo GEN24 Plus 4.6 | 1 | 16.56
416 | BYD | HVM 16.6 | N/A | Fronius | Primo GEN24 Plus 5.0 | 1 | 16.56
417 | BYD | HVM 16.6 | N/A | Fronius | Primo GEN24 Plus 10.0 | 1 | 16.56
418 | BYD | HVM 16.6 | N/A | Fronius | Primo GEN24 Plus 3.0 | 1 | 16.56
419 | BYD | HVM 16.6 | N/A | Fronius | Primo GEN24 Plus 10.0 | 1 | 16.56
420 | BYD | HVM 16.6 | N/A | Fronius | Symo GEN24 Plus 4.0 | 1 | 16.56
421 | BYD | HVM 16.6 | N/A | Fronius | Primo GEN24 Plus 5.0 | 1 | 16.56
422 | BYD | HVM 16.6 | N/A | Fronius | Symo GEN24 Plus 6.0 | 1 | 16.56
423 | BYD | HVM 16.6 | N/A | Fronius | Primo GEN24 Plus 6.0 | 2 | 16.56
424 | BYD | HVM 16.6 | N/A | Fronius | Primo GEN24 Plus 3.0 | 2 | 16.56
425 | BYD | Battery-Box Premium HVM 16.6/16.54kWh | N/A | Fronius | Symo GEN24 10.0 Plus | 1 | 16.6
426 | BYD | Battery-Box Premium HVM 16.6/16.54kWh | N/A | Fronius | Primo GEN24 5.0 Plus | 1 | 16.6
427 | BYD | Battery-Box Premium HVM 16.6/16.54kWh | N/A | Fronius | Primo GEN24 3.6 Plus | 1 | 16.6
428 | BYD | Battery-Box Premium HVM 16.6/16.54kWh | N/A | Fronius | Primo GEN24 3.0 Plus | 1 | 16.6
429 | BYD | Battery-Box Premium HVM 16.6/16.54kWh | N/A | Fronius | Primo GEN24 4.6 Plus | 1 | 16.6
430 | BYD | Battery-Box Premium HVM 16.6/16.54kWh | N/A | Fronius | Symo GEN24 6.0 Plus | 1 | 16.6
431 | BYD | HVM 16.6 | N/A | Fronius | Primo GEN24 4.6 Plus | 1 | 16.6
432 | BYD | HVM 16.6 | N/A | Fronius | Symo GEN24 6.0 Plus | 1 | 16.6
433 | BYD | Battery-Box Premium HVM 16.6/16.54kWh | N/A | Fronius | Symo GEN24 8.0 Plus | 1 | 16.6
434 | BYD | HVM 16.6 | N/A | Fronius | Symo GEN24 8.0 Plus | 1 | 16.6
435 | BYD | Battery-Box Premium HVM 16.6/16.54kWh | N/A | Fronius | Primo GEN24 6.0 Plus | 1 | 16.6
436 | BYD | HVM 16.6 | N/A | Fronius | Primo GEN24 3.0 Plus | 1 | 16.6
437 | BYD | HVM 16.6 | N/A | Fronius | Primo GEN24 3.6 Plus | 1 | 16.6
438 | BYD | HVM 16.6 | N/A | Fronius | Symo GEN24 10.0 Plus | 1 | 16.6
439 | BYD | HVM 16.6 | N/A | Fronius | Primo GEN24 4.0 Plus | 1 | 16.6
440 | BYD | HVM 16.6 | N/A | Fronius | Primo GEN24 6.0 Plus | 1 | 16.6
441 | BYD | Battery-Box Premium HVM 16.6/16.54kWh | N/A | Fronius | Primo GEN24 4.0 Plus | 1 | 16.6
442 | BYD | HVM 16.6 | N/A | Fronius | Primo GEN24 5.0 Plus | 1 | 16.6
443 | BYD | Battery-Box Premium HVM 19.3/19.32kWh | N/A | Fronius | Primo GEN24 5.0 Plus | 1 | 19.3
444 | BYD | HVM 19.3 | N/A | Fronius | Primo GEN24 3.6 Plus | 1 | 19.3
445 | BYD | Battery-Box Premium HVM 19.3/19.32kWh | N/A | Fronius | Symo GEN24 6.0 Plus | 1 | 19.3
446 | BYD | HVM 19.3 | N/A | Fronius | Primo GEN24 3.0 Plus | 1 | 19.3
447 | BYD | Battery-Box Premium HVM 19.3/19.32kWh | N/A | Fronius | Primo GEN24 3.0 Plus | 1 | 19.3
448 | BYD | Battery-Box Premium HVM 19.3/19.32kWh | N/A | Fronius | Symo GEN24 8.0 Plus | 1 | 19.3
449 | BYD | Battery-Box Premium HVM 19.3/19.32kWh | N/A | Fronius | Primo GEN24 3.6 Plus | 1 | 19.3
450 | BYD | HVM 19.3 | N/A | Fronius | Symo GEN24 10.0 Plus | 1 | 19.3
451 | BYD | HVM 19.3 | N/A | Fronius | Primo GEN24 4.6 Plus | 1 | 19.3
452 | BYD | HVM 19.3 | N/A | Fronius | Primo GEN24 4.0 Plus | 1 | 19.3
453 | BYD | HVM 19.3 | N/A | Fronius | Symo GEN24 8.0 Plus | 1 | 19.3
454 | BYD | Battery-Box Premium HVM 19.3/19.32kWh | N/A | Fronius | Primo GEN24 4.0 Plus | 1 | 19.3
455 | BYD | Battery-Box Premium HVM 19.3/19.32kWh | N/A | Fronius | Primo GEN24 4.6 Plus | 1 | 19.3
456 | BYD | HVM 19.3 | N/A | Fronius | Primo GEN24 6.0 Plus | 1 | 19.3
457 | BYD | Battery-Box Premium HVM 19.3/19.32kWh | N/A | Fronius | Symo GEN24 10.0 Plus | 1 | 19.3
458 | BYD | HVM 19.3 | N/A | Fronius | Primo GEN24 5.0 Plus | 1 | 19.3
459 | BYD | Battery-Box Premium HVM 19.3/19.32kWh | N/A | Fronius | Primo GEN24 6.0 Plus | 1 | 19.3
460 | BYD | HVM 19.3 | N/A | Fronius | Symo GEN24 6.0 Plus | 1 | 19.3
461 | BYD | HVM 19.3 | N/A | Fronius | Primo GEN24 Plus 6.0 | 2 | 19.32
462 | BYD | HVM 19.3 | N/A | Fronius | Symo GEN24 Plus 4.0 | 1 | 19.32
463 | BYD | HVM 19.3 | N/A | Fronius | Primo GEN24 Plus 10.0 | 1 | 19.32
464 | BYD | HVM 19.3 | N/A | Fronius | Primo GEN24 Plus 3.6 | 1 | 19.32
465 | BYD | HVM 19.3 | N/A | Fronius | Primo GEN24 Plus 4.6 | 1 | 19.32
466 | BYD | HVM 19.3 | N/A | Fronius | Primo GEN24 Plus 3.6 | 1 | 19.32
467 | BYD | HVM 19.3 | N/A | Fronius | Primo GEN24 Plus 5.0 | 2 | 19.32
468 | BYD | HVM 19.3 | N/A | Fronius | Symo GEN24 Plus 10.0 | 1 | 19.32
469 | BYD | HVM 19.3 | N/A | Fronius | Primo GEN24 Plus 6.0 | 1 | 19.32
470 | BYD | HVM 19.3 | N/A | Fronius | Symo GEN24 Plus 3.0 | 1 | 19.32
471 | BYD | HVM 19.3 | N/A | Fronius | Primo GEN24 Plus 5.0 | 1 | 19.32
472 | BYD | HVM 19.3 | N/A | Fronius | Symo GEN24 Plus 5.0 | 1 | 19.32
473 | BYD | HVM 19.3 | N/A | Fronius | Symo GEN24 Plus 10.0 | 1 | 19.32
474 | BYD | HVM 19.3 | N/A | Fronius | Symo GEN24 Plus 4.0 | 1 | 19.32
475 | BYD | HVM 19.3 | N/A | Fronius | Symo GEN24 5.0 Plus | 1 | 19.32
476 | BYD | HVM 19.3 | N/A | Fronius | Symo GEN24 Plus 5.0 | 1 | 19.32
477 | BYD | HVM 19.3 | N/A | Fronius | Primo GEN24 Plus 8.0 | 1 | 19.32
478 | BYD | HVM 19.3 | N/A | Fronius | Primo GEN24 Plus 4.6 | 2 | 19.32
479 | BYD | HVM 19.3 | N/A | Fronius | Primo GEN24 Plus 3.0 | 1 | 19.32
480 | BYD | HVM 19.3 | N/A | Fronius | Primo GEN24 Plus 4.0 | 1 | 19.32
481 | BYD | HVM 19.3 | N/A | Fronius | Symo GEN24 Plus 8.0 | 1 | 19.32
482 | BYD | HVM 19.3 | N/A | Fronius | Primo GEN24 Plus 6.0 | 1 | 19.32
483 | BYD | HVM 19.3 | N/A | Fronius | Symo GEN24 Plus 3.0 | 1 | 19.32
484 | BYD | HVM 19.3 | N/A | Fronius | Primo GEN24 Plus 3.0 | 1 | 19.32
485 | BYD | HVM 19.3 | N/A | Fronius | Primo GEN24 Plus 4.0 | 1 | 19.32
486 | BYD | HVM 19.3 | N/A | Fronius | Primo GEN24 Plus 10.0 | 1 | 19.32
487 | BYD | HVM 19.3 | N/A | Fronius | Symo GEN24 Plus 8.0 | 1 | 19.32
488 | BYD | HVM 19.3 | N/A | Fronius | Primo GEN24 Plus 3.0 | 2 | 19.32
489 | BYD | HVM 19.3 | N/A | Fronius | Symo GEN24 Plus 6.0 | 1 | 19.32
490 | BYD | HVM 19.3 | N/A | Fronius | Primo GEN24 Plus 4.6 | 1 | 19.32
491 | BYD | HVM 19.3 | N/A | Fronius | Primo GEN24 Plus 3.6 | 2 | 19.32
492 | BYD | HVM 19.3 | N/A | Fronius | Primo GEN24 Plus 4.0 | 2 | 19.32
493 | BYD | HVM 19.3 | N/A | Fronius | Primo GEN24 Plus 8.0 | 1 | 19.32
494 | BYD | HVM 19.3 | N/A | Fronius | Primo GEN24 Plus 5.0 | 1 | 19.32
495 | BYD | HVM 19.3 | N/A | Fronius | Symo GEN24 3.0 Plus | 1 | 19.32
496 | BYD | HVM 19.3 | N/A | Fronius | Symo GEN24 4.0 Plus | 1 | 19.32
497 | BYD | HVM 19.3 | N/A | Fronius | Symo GEN24 Plus 6.0 | 1 | 19.32
498 | BYD | HVS 10.2 | N/A | Fronius | Symo GEN24 10.0 Plus | 2 | 20.4
499 | BYD | Battery-Box Premium HVS 10.2/10.24kWh | N/A | Fronius | Symo GEN24 8.0 Plus | 2 | 20.4
500 | BYD | HVS 10.2 | N/A | Fronius | Symo GEN24 6.0 Plus | 2 | 20.4
501 | BYD | HVS 10.2 | N/A | Fronius | Symo GEN24 8.0 Plus | 2 | 20.4
502 | BYD | Battery-Box Premium HVS 10.2/10.24kWh | N/A | Fronius | Symo GEN24 6.0 Plus | 2 | 20.4
503 | BYD | Battery-Box Premium HVS 10.2/10.24kWh | N/A | Fronius | Symo GEN24 10.0 Plus | 2 | 20.4
504 | BYD | HVS 10.2 | N/A | Fronius | Symo GEN24 Plus 10.0 | 2 | 20.48
505 | BYD | HVS 10.2 | N/A | Fronius | Symo GEN24 4.0 Plus | 2 | 20.48
506 | BYD | HVS 10.2 | N/A | Fronius | Symo GEN24 Plus 3.0 | 2 | 20.48
507 | BYD | HVS 10.2 | N/A | Fronius | Symo GEN24 Plus 5.0 | 2 | 20.48
508 | BYD | HVS 10.2 | N/A | Fronius | Symo GEN24 Plus 3.0 | 2 | 20.48
509 | BYD | HVS 10.2 | N/A | Fronius | Symo GEN24 3.0 Plus | 2 | 20.48
510 | BYD | HVS 10.2 | N/A | Fronius | Symo GEN24 5.0 Plus | 2 | 20.48
511 | BYD | HVS 10.2 | N/A | Fronius | Symo GEN24 Plus 6.0 | 2 | 20.48
512 | BYD | HVS 10.2 | N/A | Fronius | Symo GEN24 Plus 10.0 | 2 | 20.48
513 | BYD | HVS 10.2 | N/A | Fronius | Symo GEN24 Plus 5.0 | 2 | 20.48
514 | BYD | HVS 10.2 | N/A | Fronius | Symo GEN24 Plus 4.0 | 2 | 20.48
515 | BYD | HVS 10.2 | N/A | Fronius | Symo GEN24 Plus 8.0 | 2 | 20.48
516 | BYD | HVS 10.2 | N/A | Fronius | Symo GEN24 Plus 8.0 | 2 | 20.48
517 | BYD | HVS 10.2 | N/A | Fronius | Symo GEN24 Plus 4.0 | 2 | 20.48
518 | BYD | HVS 10.2 | N/A | Fronius | Symo GEN24 Plus 6.0 | 2 | 20.48
519 | BYD | Battery-Box Premium HVM 11.0/11.04kWh | N/A | Fronius | Primo GEN24 4.6 Plus | 2 | 22
520 | BYD | Battery-Box Premium HVM 11.0/11.04kWh | N/A | Fronius | Primo GEN24 5.0 Plus | 2 | 22
521 | BYD | Battery-Box Premium HVM 11.0/11.04kWh | N/A | Fronius | Primo GEN24 6.0 Plus | 2 | 22
522 | BYD | Battery-Box Premium HVM 11.0/11.04kWh | N/A | Fronius | Symo GEN24 10.0 Plus | 2 | 22
523 | BYD | HVM 11.0 | N/A | Fronius | Primo GEN24 6.0 Plus | 2 | 22
524 | BYD | HVM 11.0 | N/A | Fronius | Symo GEN24 8.0 Plus | 2 | 22
525 | BYD | HVM 11.0 | N/A | Fronius | Primo GEN24 4.6 Plus | 2 | 22
526 | BYD | HVM 11.0 | N/A | Fronius | Primo GEN24 3.0 Plus | 2 | 22
527 | BYD | HVM 11.0 | N/A | Fronius | Primo GEN24 4.0 Plus | 2 | 22
528 | BYD | HVM 11.0 | N/A | Fronius | Symo GEN24 6.0 Plus | 2 | 22
529 | BYD | Battery-Box Premium HVM 11.0/11.04kWh | N/A | Fronius | Symo GEN24 8.0 Plus | 2 | 22
530 | BYD | HVM 11.0 | N/A | Fronius | Primo GEN24 3.6 Plus | 2 | 22
531 | BYD | HVM 11.0 | N/A | Fronius | Primo GEN24 5.0 Plus | 2 | 22
532 | BYD | Battery-Box Premium HVM 11.0/11.04kWh | N/A | Fronius | Symo GEN24 6.0 Plus | 2 | 22
533 | BYD | Battery-Box Premium HVM 11.0/11.04kWh | N/A | Fronius | Primo GEN24 4.0 Plus | 2 | 22
534 | BYD | Battery-Box Premium HVM 11.0/11.04kWh | N/A | Fronius | Primo GEN24 3.6 Plus | 2 | 22
535 | BYD | HVM 11.0 | N/A | Fronius | Symo GEN24 10.0 Plus | 2 | 22
536 | BYD | Battery-Box Premium HVM 11.0/11.04kWh | N/A | Fronius | Primo GEN24 3.0 Plus | 2 | 22
537 | BYD | HVM 11.0 | N/A | Fronius | Primo GEN24 Plus 3.6 | 2 | 22.08
538 | BYD | HVM 11.0 | N/A | Fronius | Primo GEN24 Plus 6.0 | 2 | 22.08
539 | BYD | HVM 22.1 | N/A | Fronius | Symo GEN24 Plus 3.0 | 1 | 22.08
540 | BYD | HVM 11.0 | N/A | Fronius | Symo GEN24 Plus 4.0 | 2 | 22.08
541 | BYD | HVM 11.0 | N/A | Fronius | Symo GEN24 Plus 3.0 | 2 | 22.08
542 | BYD | HVM 22.1 | N/A | Fronius | Symo GEN24 Plus 4.0 | 1 | 22.08
543 | BYD | HVM 11.0 | N/A | Fronius | Primo GEN24 Plus 8.0 | 2 | 22.08
544 | BYD | HVM 22.1 | N/A | Fronius | Symo GEN24 Plus 3.0 | 1 | 22.08
545 | BYD | HVM 11.0 | N/A | Fronius | Symo GEN24 Plus 8.0 | 2 | 22.08
546 | BYD | HVM 11.0 | N/A | Fronius | Symo GEN24 5.0 Plus | 2 | 22.08
547 | BYD | HVM 11.0 | N/A | Fronius | Symo GEN24 Plus 3.0 | 2 | 22.08
548 | BYD | HVM 22.1 | N/A | Fronius | Symo GEN24 Plus 10.0 | 1 | 22.08
549 | BYD | HVM 11.0 | N/A | Fronius | Primo GEN24 Plus 3.0 | 2 | 22.08
550 | BYD | HVM 11.0 | N/A | Fronius | Primo GEN24 Plus 5.0 | 2 | 22.08
551 | BYD | HVM 11.0 | N/A | Fronius | Symo GEN24 Plus 5.0 | 2 | 22.08
552 | BYD | HVM 22.1 | N/A | Fronius | Symo GEN24 Plus 8.0 | 1 | 22.08
553 | BYD | HVM 11.0 | N/A | Fronius | Primo GEN24 Plus 4.0 | 2 | 22.08
554 | BYD | HVM 22.1 | N/A | Fronius | Symo GEN24 Plus 5.0 | 1 | 22.08
555 | BYD | HVM 11.0 | N/A | Fronius | Symo GEN24 Plus 4.0 | 2 | 22.08
556 | BYD | HVM 11.0 | N/A | Fronius | Primo GEN24 Plus 8.0 | 2 | 22.08
557 | BYD | HVM 11.0 | N/A | Fronius | Symo GEN24 Plus 5.0 | 2 | 22.08
558 | BYD | HVM 11.0 | N/A | Fronius | Primo GEN24 Plus 10.0 | 2 | 22.08
559 | BYD | HVM 11.0 | N/A | Fronius | Symo GEN24 Plus 8.0 | 2 | 22.08
560 | BYD | HVM 11.0 | N/A | Fronius | Primo GEN24 Plus 10.0 | 2 | 22.08
561 | BYD | HVM 22.1 | N/A | Fronius | Symo GEN24 Plus 5.0 | 1 | 22.08
562 | BYD | HVM 22.1 | N/A | Fronius | Symo GEN24 3.0 Plus | 1 | 22.08
563 | BYD | HVM 22.1 | N/A | Fronius | Symo GEN24 5.0 Plus | 1 | 22.08
564 | BYD | HVM 11.0 | N/A | Fronius | Primo GEN24 Plus 4.6 | 2 | 22.08
565 | BYD | HVM 11.0 | N/A | Fronius | Symo GEN24 3.0 Plus | 2 | 22.08
566 | BYD | HVM 22.1 | N/A | Fronius | Symo GEN24 Plus 8.0 | 1 | 22.08
567 | BYD | HVM 22.1 | N/A | Fronius | Symo GEN24 Plus 6.0 | 1 | 22.08
568 | BYD | HVM 22.1 | N/A | Fronius | Symo GEN24 4.0 Plus | 1 | 22.08
569 | BYD | HVM 22.1 | N/A | Fronius | Symo GEN24 Plus 4.0 | 1 | 22.08
570 | BYD | HVM 11.0 | N/A | Fronius | Symo GEN24 4.0 Plus | 2 | 22.08
571 | BYD | HVM 11.0 | N/A | Fronius | Symo GEN24 Plus 6.0 | 2 | 22.08
572 | BYD | HVM 22.1 | N/A | Fronius | Symo GEN24 Plus 10.0 | 1 | 22.08
573 | BYD | HVM 11.0 | N/A | Fronius | Symo GEN24 Plus 6.0 | 2 | 22.08
574 | BYD | HVM 11.0 | N/A | Fronius | Symo GEN24 Plus 10.0 | 2 | 22.08
575 | BYD | HVM 11.0 | N/A | Fronius | Symo GEN24 Plus 10.0 | 2 | 22.08
576 | BYD | HVM 22.1 | N/A | Fronius | Symo GEN24 Plus 6.0 | 1 | 22.08
577 | BYD | Battery-Box Premium HVM 22.1/22.08kWh | N/A | Fronius | Symo GEN24 10.0 Plus | 1 | 22.1
578 | BYD | Battery-Box Premium HVM 22.1/22.08kWh | N/A | Fronius | Symo GEN24 8.0 Plus | 1 | 22.1
579 | BYD | HVM 22.1 | N/A | Fronius | Symo GEN24 10.0 Plus | 1 | 22.1
580 | BYD | HVM 22.1 | N/A | Fronius | Symo GEN24 6.0 Plus | 1 | 22.1
581 | BYD | Battery-Box Premium HVM 22.1/22.08kWh | N/A | Fronius | Symo GEN24 6.0 Plus | 1 | 22.1
582 | BYD | HVM 22.1 | N/A | Fronius | Symo GEN24 8.0 Plus | 1 | 22.1
583 | BYD | HVS 7.7 | N/A | Fronius | Symo GEN24 4.0 Plus | 3 | 23.04
584 | BYD | HVS 7.7 | N/A | Fronius | Symo GEN24 Plus 3.0 | 3 | 23.04
585 | BYD | HVS 7.7 | N/A | Fronius | Primo GEN24 Plus 8.0 | 3 | 23.04
586 | BYD | HVS 7.7 | N/A | Fronius | Symo GEN24 5.0 Plus | 3 | 23.04
587 | BYD | HVS 7.7 | N/A | Fronius | Primo GEN24 Plus 3.6 | 3 | 23.04
588 | BYD | HVS 7.7 | N/A | Fronius | Symo GEN24 Plus 5.0 | 3 | 23.04
589 | BYD | HVS 7.7 | N/A | Fronius | Primo GEN24 Plus 3.0 | 3 | 23.04
590 | BYD | HVS 7.7 | N/A | Fronius | Primo GEN24 Plus 10.0 | 3 | 23.04
591 | BYD | HVS 7.7 | N/A | Fronius | Symo GEN24 Plus 4.0 | 3 | 23.04
592 | BYD | HVS 7.7 | N/A | Fronius | Primo GEN24 Plus 4.6 | 3 | 23.04
593 | BYD | HVS 7.7 | N/A | Fronius | Primo GEN24 Plus 3.0 | 3 | 23.04
594 | BYD | HVS 7.7 | N/A | Fronius | Symo GEN24 Plus 6.0 | 3 | 23.04
595 | BYD | HVS 7.7 | N/A | Fronius | Symo GEN24 3.0 Plus | 3 | 23.04
596 | BYD | HVS 7.7 | N/A | Fronius | Primo GEN24 Plus 6.0 | 3 | 23.04
597 | BYD | HVS 7.7 | N/A | Fronius | Symo GEN24 Plus 6.0 | 3 | 23.04
598 | BYD | HVS 7.7 | N/A | Fronius | Symo GEN24 Plus 5.0 | 3 | 23.04
599 | BYD | HVS 7.7 | N/A | Fronius | Symo GEN24 Plus 8.0 | 3 | 23.04
600 | BYD | HVS 7.7 | N/A | Fronius | Symo GEN24 Plus 3.0 | 3 | 23.04
601 | BYD | HVS 7.7 | N/A | Fronius | Primo GEN24 Plus 4.6 | 3 | 23.04
602 | BYD | HVS 7.7 | N/A | Fronius | Primo GEN24 Plus 4.0 | 3 | 23.04
603 | BYD | HVS 7.7 | N/A | Fronius | Symo GEN24 Plus 4.0 | 3 | 23.04
604 | BYD | HVS 7.7 | N/A | Fronius | Primo GEN24 Plus 5.0 | 3 | 23.04
605 | BYD | HVS 7.7 | N/A | Fronius | Symo GEN24 Plus 8.0 | 3 | 23.04
606 | BYD | HVS 7.7 | N/A | Fronius | Symo GEN24 Plus 10.0 | 3 | 23.04
607 | BYD | HVS 7.7 | N/A | Fronius | Primo GEN24 Plus 3.6 | 3 | 23.04
608 | BYD | HVS 7.7 | N/A | Fronius | Primo GEN24 Plus 6.0 | 3 | 23.04
609 | BYD | HVS 7.7 | N/A | Fronius | Primo GEN24 Plus 4.0 | 3 | 23.04
610 | BYD | HVS 7.7 | N/A | Fronius | Primo GEN24 Plus 5.0 | 3 | 23.04
611 | BYD | HVS 7.7 | N/A | Fronius | Symo GEN24 Plus 10.0 | 3 | 23.04
612 | BYD | HVS 7.7 | N/A | Fronius | Primo GEN24 Plus 10.0 | 3 | 23.04
613 | BYD | HVS 7.7 | N/A | Fronius | Primo GEN24 Plus 8.0 | 3 | 23.04
614 | BYD | HVS 7.7 | N/A | Fronius | Primo GEN24 6.0 Plus | 3 | 23.1
615 | BYD | HVS 7.7 | N/A | Fronius | Primo GEN24 5.0 Plus | 3 | 23.1
616 | BYD | Battery-Box Premium HVS 7.7/7.68kWh | N/A | Fronius | Primo GEN24 4.0 Plus | 3 | 23.1
617 | BYD | Battery-Box Premium HVS 7.7/7.68kWh | N/A | Fronius | Primo GEN24 4.6 Plus | 3 | 23.1
618 | BYD | HVS 7.7 | N/A | Fronius | Primo GEN24 3.0 Plus | 3 | 23.1
619 | BYD | Battery-Box Premium HVS 7.7/7.68kWh | N/A | Fronius | Primo GEN24 6.0 Plus | 3 | 23.1
620 | BYD | Battery-Box Premium HVS 7.7/7.68kWh | N/A | Fronius | Primo GEN24 3.6 Plus | 3 | 23.1
621 | BYD | HVS 7.7 | N/A | Fronius | Symo GEN24 6.0 Plus | 3 | 23.1
622 | BYD | HVS 7.7 | N/A | Fronius | Primo GEN24 4.6 Plus | 3 | 23.1
623 | BYD | HVS 7.7 | N/A | Fronius | Primo GEN24 3.6 Plus | 3 | 23.1
624 | BYD | Battery-Box Premium HVS 7.7/7.68kWh | N/A | Fronius | Primo GEN24 5.0 Plus | 3 | 23.1
625 | BYD | HVS 7.7 | N/A | Fronius | Primo GEN24 4.0 Plus | 3 | 23.1
626 | BYD | Battery-Box Premium HVS 7.7/7.68kWh | N/A | Fronius | Symo GEN24 6.0 Plus | 3 | 23.1
627 | BYD | HVS 7.7 | N/A | Fronius | Symo GEN24 10.0 Plus | 3 | 23.1
628 | BYD | Battery-Box Premium HVS 7.7/7.68kWh | N/A | Fronius | Symo GEN24 10.0 Plus | 3 | 23.1
629 | BYD | Battery-Box Premium HVS 7.7/7.68kWh | N/A | Fronius | Symo GEN24 8.0 Plus | 3 | 23.1
630 | BYD | Battery-Box Premium HVS 7.7/7.68kWh | N/A | Fronius | Primo GEN24 3.0 Plus | 3 | 23.1
631 | BYD | HVS 7.7 | N/A | Fronius | Symo GEN24 8.0 Plus | 3 | 23.1
632 | BYD | HVS 12.8 | N/A | Fronius | Symo GEN24 8.0 Plus | 2 | 25.6
633 | BYD | HVS 12.8 | N/A | Fronius | Symo GEN24 6.0 Plus | 2 | 25.6
634 | BYD | HVS 12.8 | N/A | Fronius | Symo GEN24 10.0 Plus | 2 | 25.6
635 | BYD | HVM 13.8 | N/A | Fronius | Symo GEN24 Plus 10.0 | 2 | 27.6
636 | BYD | Battery-Box Premium HVM 13.8/13.8kWh | N/A | Fronius | Primo GEN24 4.6 Plus | 2 | 27.6
637 | BYD | HVM 13.8 | N/A | Fronius | Symo GEN24 Plus 10.0 | 2 | 27.6
638 | BYD | Battery-Box Premium HVM 13.8/13.8kWh | N/A | Fronius | Primo GEN24 3.6 Plus | 2 | 27.6
639 | BYD | HVM 13.8 | N/A | Fronius | Symo GEN24 Plus 8.0 | 2 | 27.6
640 | BYD | HVM 13.8 | N/A | Fronius | Symo GEN24 Plus 5.0 | 2 | 27.6
641 | BYD | HVM 13.8 | N/A | Fronius | Symo GEN24 Plus 4.0 | 2 | 27.6
642 | BYD | Battery-Box Premium HVM 13.8/13.8kWh | N/A | Fronius | Primo GEN24 3.0 Plus | 2 | 27.6
643 | BYD | HVM 13.8 | N/A | Fronius | Symo GEN24 Plus 5.0 | 2 | 27.6
644 | BYD | HVM 13.8 | N/A | Fronius | Symo GEN24 3.0 Plus | 2 | 27.6
645 | BYD | Battery-Box Premium HVM 13.8/13.8kWh | N/A | Fronius | Symo GEN24 10.0 Plus | 2 | 27.6
646 | BYD | HVM 13.8 | N/A | Fronius | Primo GEN24 Plus 3.0 | 2 | 27.6
647 | BYD | Battery-Box Premium HVM 13.8/13.8kWh | N/A | Fronius | Primo GEN24 6.0 Plus | 2 | 27.6
648 | BYD | HVM 13.8 | N/A | Fronius | Primo GEN24 Plus 10.0 | 2 | 27.6
649 | BYD | HVM 13.8 | N/A | Fronius | Symo GEN24 Plus 8.0 | 2 | 27.6
650 | BYD | HVM 13.8 | N/A | Fronius | Symo GEN24 Plus 4.0 | 2 | 27.6
651 | BYD | HVM 13.8 | N/A | Fronius | Primo GEN24 Plus 10.0 | 2 | 27.6
652 | BYD | HVM 13.8 | N/A | Fronius | Primo GEN24 3.6 Plus | 2 | 27.6
653 | BYD | HVM 13.8 | N/A | Fronius | Primo GEN24 3.0 Plus | 2 | 27.6
654 | BYD | HVM 13.8 | N/A | Fronius | Primo GEN24 Plus 4.0 | 2 | 27.6
655 | BYD | HVM 13.8 | N/A | Fronius | Primo GEN24 Plus 5.0 | 2 | 27.6
656 | BYD | HVM 13.8 | N/A | Fronius | Symo GEN24 Plus 3.0 | 2 | 27.6
657 | BYD | HVM 13.8 | N/A | Fronius | Primo GEN24 Plus 3.6 | 2 | 27.6
658 | BYD | HVM 13.8 | N/A | Fronius | Symo GEN24 8.0 Plus | 2 | 27.6
659 | BYD | HVM 13.8 | N/A | Fronius | Symo GEN24 6.0 Plus | 2 | 27.6
660 | BYD | Battery-Box Premium HVM 13.8/13.8kWh | N/A | Fronius | Symo GEN24 6.0 Plus | 2 | 27.6
661 | BYD | HVM 13.8 | N/A | Fronius | Primo GEN24 Plus 4.6 | 2 | 27.6
662 | BYD | Battery-Box Premium HVM 13.8/13.8kWh | N/A | Fronius | Symo GEN24 8.0 Plus | 2 | 27.6
663 | BYD | HVM 13.8 | N/A | Fronius | Primo GEN24 Plus 8.0 | 2 | 27.6
664 | BYD | HVM 13.8 | N/A | Fronius | Primo GEN24 Plus 6.0 | 2 | 27.6
665 | BYD | HVM 13.8 | N/A | Fronius | Primo GEN24 5.0 Plus | 2 | 27.6
666 | BYD | HVM 13.8 | N/A | Fronius | Primo GEN24 4.6 Plus | 2 | 27.6
667 | BYD | HVM 13.8 | N/A | Fronius | Primo GEN24 Plus 8.0 | 2 | 27.6
668 | BYD | Battery-Box Premium HVM 13.8/13.8kWh | N/A | Fronius | Primo GEN24 5.0 Plus | 2 | 27.6
669 | BYD | HVM 13.8 | N/A | Fronius | Symo GEN24 10.0 Plus | 2 | 27.6
670 | BYD | HVM 13.8 | N/A | Fronius | Primo GEN24 4.0 Plus | 2 | 27.6
671 | BYD | HVM 13.8 | N/A | Fronius | Symo GEN24 Plus 6.0 | 2 | 27.6
672 | BYD | HVM 13.8 | N/A | Fronius | Primo GEN24 6.0 Plus | 2 | 27.6
673 | BYD | HVM 13.8 | N/A | Fronius | Symo GEN24 4.0 Plus | 2 | 27.6
674 | BYD | HVM 13.8 | N/A | Fronius | Symo GEN24 5.0 Plus | 2 | 27.6
675 | BYD | HVM 13.8 | N/A | Fronius | Symo GEN24 Plus 3.0 | 2 | 27.6
676 | BYD | Battery-Box Premium HVM 13.8/13.8kWh | N/A | Fronius | Primo GEN24 4.0 Plus | 2 | 27.6
677 | BYD | HVM 13.8 | N/A | Fronius | Symo GEN24 Plus 6.0 | 2 | 27.6
678 | BYD | HVS 10.2 | N/A | Fronius | Symo GEN24 8.0 Plus | 3 | 30.6
679 | BYD | Battery-Box Premium HVS 10.2/10.24kWh | N/A | Fronius | Symo GEN24 8.0 Plus | 3 | 30.6
680 | BYD | Battery-Box Premium HVS 10.2/10.24kWh | N/A | Fronius | Symo GEN24 10.0 Plus | 3 | 30.6
681 | BYD | Battery-Box Premium HVS 10.2/10.24kWh | N/A | Fronius | Symo GEN24 6.0 Plus | 3 | 30.6
682 | BYD | HVS 10.2 | N/A | Fronius | Symo GEN24 10.0 Plus | 3 | 30.6
683 | BYD | HVS 10.2 | N/A | Fronius | Symo GEN24 6.0 Plus | 3 | 30.6
684 | BYD | HVS 10.2 | N/A | Fronius | Symo GEN24 Plus 6.0 | 3 | 30.72
685 | BYD | HVS 10.2 | N/A | Fronius | Symo GEN24 Plus 8.0 | 3 | 30.72
686 | BYD | HVS 10.2 | N/A | Fronius | Symo GEN24 Plus 10.0 | 3 | 30.72
687 | BYD | HVS 10.2 | N/A | Fronius | Symo GEN24 Plus 3.0 | 3 | 30.72
688 | BYD | HVS 10.2 | N/A | Fronius | Symo GEN24 Plus 6.0 | 3 | 30.72
689 | BYD | HVS 10.2 | N/A | Fronius | Symo GEN24 Plus 4.0 | 3 | 30.72
690 | BYD | HVS 10.2 | N/A | Fronius | Symo GEN24 Plus 8.0 | 3 | 30.72
691 | BYD | HVS 10.2 | N/A | Fronius | Symo GEN24 Plus 5.0 | 3 | 30.72
692 | BYD | HVS 10.2 | N/A | Fronius | Symo GEN24 Plus 4.0 | 3 | 30.72
693 | BYD | HVS 10.2 | N/A | Fronius | Symo GEN24 Plus 3.0 | 3 | 30.72
694 | BYD | HVS 10.2 | N/A | Fronius | Symo GEN24 Plus 5.0 | 3 | 30.72
695 | BYD | HVS 10.2 | N/A | Fronius | Symo GEN24 Plus 10.0 | 3 | 30.72
696 | BYD | Battery-Box Premium HVM 11.0/11.04kWh | N/A | Fronius | Primo GEN24 5.0 Plus | 3 | 33
697 | BYD | HVM 11.0 | N/A | Fronius | Symo GEN24 8.0 Plus | 3 | 33
698 | BYD | Battery-Box Premium HVM 11.0/11.04kWh | N/A | Fronius | Primo GEN24 3.6 Plus | 3 | 33
699 | BYD | Battery-Box Premium HVM 11.0/11.04kWh | N/A | Fronius | Primo GEN24 6.0 Plus | 3 | 33
700 | BYD | Battery-Box Premium HVM 11.0/11.04kWh | N/A | Fronius | Primo GEN24 3.0 Plus | 3 | 33
701 | BYD | Battery-Box Premium HVM 11.0/11.04kWh | N/A | Fronius | Primo GEN24 4.6 Plus | 3 | 33
702 | BYD | Battery-Box Premium HVM 11.0/11.04kWh | N/A | Fronius | Symo GEN24 8.0 Plus | 3 | 33
703 | BYD | HVM 11.0 | N/A | Fronius | Primo GEN24 3.0 Plus | 3 | 33
704 | BYD | HVM 11.0 | N/A | Fronius | Symo GEN24 6.0 Plus | 3 | 33
705 | BYD | Battery-Box Premium HVM 11.0/11.04kWh | N/A | Fronius | Symo GEN24 6.0 Plus | 3 | 33
706 | BYD | HVM 11.0 | N/A | Fronius | Primo GEN24 4.6 Plus | 3 | 33
707 | BYD | HVM 11.0 | N/A | Fronius | Symo GEN24 10.0 Plus | 3 | 33
708 | BYD | HVM 11.0 | N/A | Fronius | Primo GEN24 6.0 Plus | 3 | 33
709 | BYD | Battery-Box Premium HVM 11.0/11.04kWh | N/A | Fronius | Primo GEN24 4.0 Plus | 3 | 33
710 | BYD | HVM 11.0 | N/A | Fronius | Primo GEN24 5.0 Plus | 3 | 33
711 | BYD | HVM 11.0 | N/A | Fronius | Primo GEN24 4.0 Plus | 3 | 33
712 | BYD | HVM 11.0 | N/A | Fronius | Primo GEN24 3.6 Plus | 3 | 33
713 | BYD | Battery-Box Premium HVM 11.0/11.04kWh | N/A | Fronius | Symo GEN24 10.0 Plus | 3 | 33
714 | BYD | HVM 11.0 | N/A | Fronius | Symo GEN24 Plus 6.0 | 3 | 33.12
715 | BYD | HVM 16.6 | N/A | Fronius | Primo GEN24 Plus 4.6 | 2 | 33.12
716 | BYD | HVM 11.0 | N/A | Fronius | Symo GEN24 Plus 8.0 | 3 | 33.12
717 | BYD | HVM 11.0 | N/A | Fronius | Primo GEN24 Plus 8.0 | 3 | 33.12
718 | BYD | HVM 11.0 | N/A | Fronius | Primo GEN24 Plus 5.0 | 3 | 33.12
719 | BYD | HVM 16.6 | N/A | Fronius | Symo GEN24 Plus 8.0 | 2 | 33.12
720 | BYD | HVM 16.6 | N/A | Fronius | Primo GEN24 Plus 6.0 | 2 | 33.12
721 | BYD | HVM 11.0 | N/A | Fronius | Primo GEN24 Plus 10.0 | 3 | 33.12
722 | BYD | HVM 11.0 | N/A | Fronius | Primo GEN24 Plus 6.0 | 3 | 33.12
723 | BYD | HVM 16.6 | N/A | Fronius | Primo GEN24 Plus 8.0 | 2 | 33.12
724 | BYD | HVM 11.0 | N/A | Fronius | Symo GEN24 3.0 Plus | 3 | 33.12
725 | BYD | HVM 16.6 | N/A | Fronius | Symo GEN24 3.0 Plus | 2 | 33.12
726 | BYD | HVM 16.6 | N/A | Fronius | Symo GEN24 Plus 3.0 | 2 | 33.12
727 | BYD | HVM 16.6 | N/A | Fronius | Primo GEN24 Plus 3.6 | 2 | 33.12
728 | BYD | HVM 16.6 | N/A | Fronius | Symo GEN24 Plus 5.0 | 2 | 33.12
729 | BYD | HVM 11.0 | N/A | Fronius | Primo GEN24 Plus 4.6 | 3 | 33.12
730 | BYD | HVM 16.6 | N/A | Fronius | Primo GEN24 Plus 4.0 | 2 | 33.12
731 | BYD | HVM 16.6 | N/A | Fronius | Primo GEN24 Plus 10.0 | 2 | 33.12
732 | BYD | HVM 11.0 | N/A | Fronius | Symo GEN24 Plus 3.0 | 3 | 33.12
733 | BYD | HVM 11.0 | N/A | Fronius | Symo GEN24 Plus 4.0 | 3 | 33.12
734 | BYD | HVM 16.6 | N/A | Fronius | Symo GEN24 Plus 5.0 | 2 | 33.12
735 | BYD | HVM 16.6 | N/A | Fronius | Symo GEN24 Plus 4.0 | 2 | 33.12
736 | BYD | HVM 11.0 | N/A | Fronius | Symo GEN24 Plus 5.0 | 3 | 33.12
737 | BYD | HVM 11.0 | N/A | Fronius | Primo GEN24 Plus 5.0 | 3 | 33.12
738 | BYD | HVM 11.0 | N/A | Fronius | Symo GEN24 Plus 4.0 | 3 | 33.12
739 | BYD | HVM 11.0 | N/A | Fronius | Symo GEN24 Plus 5.0 | 3 | 33.12
740 | BYD | HVM 16.6 | N/A | Fronius | Symo GEN24 Plus 4.0 | 2 | 33.12
741 | BYD | HVM 16.6 | N/A | Fronius | Primo GEN24 Plus 8.0 | 2 | 33.12
742 | BYD | HVM 11.0 | N/A | Fronius | Primo GEN24 Plus 4.0 | 3 | 33.12
743 | BYD | HVM 16.6 | N/A | Fronius | Symo GEN24 Plus 8.0 | 2 | 33.12
744 | BYD | HVM 16.6 | N/A | Fronius | Symo GEN24 Plus 6.0 | 2 | 33.12
745 | BYD | HVM 11.0 | N/A | Fronius | Primo GEN24 Plus 3.0 | 3 | 33.12
746 | BYD | HVM 16.6 | N/A | Fronius | Symo GEN24 Plus 3.0 | 2 | 33.12
747 | BYD | HVM 11.0 | N/A | Fronius | Primo GEN24 Plus 10.0 | 3 | 33.12
748 | BYD | HVM 16.6 | N/A | Fronius | Symo GEN24 Plus 6.0 | 2 | 33.12
749 | BYD | HVM 11.0 | N/A | Fronius | Primo GEN24 Plus 4.0 | 3 | 33.12
750 | BYD | HVM 16.6 | N/A | Fronius | Symo GEN24 Plus 10.0 | 2 | 33.12
751 | BYD | HVM 11.0 | N/A | Fronius | Symo GEN24 Plus 3.0 | 3 | 33.12
752 | BYD | HVM 11.0 | N/A | Fronius | Symo GEN24 Plus 10.0 | 3 | 33.12
753 | BYD | HVM 11.0 | N/A | Fronius | Primo GEN24 Plus 4.6 | 3 | 33.12
754 | BYD | HVM 16.6 | N/A | Fronius | Symo GEN24 Plus 10.0 | 2 | 33.12
755 | BYD | HVM 11.0 | N/A | Fronius | Symo GEN24 4.0 Plus | 3 | 33.12
756 | BYD | HVM 11.0 | N/A | Fronius | Primo GEN24 Plus 3.0 | 3 | 33.12
757 | BYD | HVM 16.6 | N/A | Fronius | Primo GEN24 Plus 3.0 | 2 | 33.12
758 | BYD | HVM 11.0 | N/A | Fronius | Primo GEN24 Plus 3.6 | 3 | 33.12
759 | BYD | HVM 16.6 | N/A | Fronius | Primo GEN24 Plus 5.0 | 2 | 33.12
760 | BYD | HVM 16.6 | N/A | Fronius | Symo GEN24 4.0 Plus | 2 | 33.12
761 | BYD | HVM 11.0 | N/A | Fronius | Symo GEN24 Plus 10.0 | 3 | 33.12
762 | BYD | HVM 11.0 | N/A | Fronius | Primo GEN24 Plus 6.0 | 3 | 33.12
763 | BYD | HVM 11.0 | N/A | Fronius | Primo GEN24 Plus 3.6 | 3 | 33.12
764 | BYD | HVM 16.6 | N/A | Fronius | Symo GEN24 5.0 Plus | 2 | 33.12
765 | BYD | HVM 16.6 | N/A | Fronius | Primo GEN24 Plus 10.0 | 2 | 33.12
766 | BYD | HVM 11.0 | N/A | Fronius | Symo GEN24 Plus 6.0 | 3 | 33.12
767 | BYD | HVM 11.0 | N/A | Fronius | Symo GEN24 Plus 8.0 | 3 | 33.12
768 | BYD | HVM 11.0 | N/A | Fronius | Primo GEN24 Plus 8.0 | 3 | 33.12
769 | BYD | HVM 11.0 | N/A | Fronius | Symo GEN24 5.0 Plus | 3 | 33.12
770 | BYD | Battery-Box Premium HVM 16.6/16.54kWh | N/A | Fronius | Primo GEN24 4.6 Plus | 2 | 33.2
771 | BYD | Battery-Box Premium HVM 16.6/16.54kWh | N/A | Fronius | Primo GEN24 3.0 Plus | 2 | 33.2
772 | BYD | Battery-Box Premium HVM 16.6/16.54kWh | N/A | Fronius | Symo GEN24 6.0 Plus | 2 | 33.2
773 | BYD | HVM 16.6 | N/A | Fronius | Primo GEN24 4.6 Plus | 2 | 33.2
774 | BYD | Battery-Box Premium HVM 16.6/16.54kWh | N/A | Fronius | Symo GEN24 10.0 Plus | 2 | 33.2
775 | BYD | HVM 16.6 | N/A | Fronius | Primo GEN24 3.0 Plus | 2 | 33.2
776 | BYD | Battery-Box Premium HVM 16.6/16.54kWh | N/A | Fronius | Primo GEN24 4.0 Plus | 2 | 33.2
777 | BYD | HVM 16.6 | N/A | Fronius | Symo GEN24 8.0 Plus | 2 | 33.2
778 | BYD | Battery-Box Premium HVM 16.6/16.54kWh | N/A | Fronius | Primo GEN24 5.0 Plus | 2 | 33.2
779 | BYD | HVM 16.6 | N/A | Fronius | Primo GEN24 5.0 Plus | 2 | 33.2
780 | BYD | HVM 16.6 | N/A | Fronius | Primo GEN24 3.6 Plus | 2 | 33.2
781 | BYD | Battery-Box Premium HVM 16.6/16.54kWh | N/A | Fronius | Symo GEN24 8.0 Plus | 2 | 33.2
782 | BYD | Battery-Box Premium HVM 16.6/16.54kWh | N/A | Fronius | Primo GEN24 3.6 Plus | 2 | 33.2
783 | BYD | HVM 16.6 | N/A | Fronius | Primo GEN24 4.0 Plus | 2 | 33.2
784 | BYD | HVM 16.6 | N/A | Fronius | Symo GEN24 10.0 Plus | 2 | 33.2
785 | BYD | HVM 16.6 | N/A | Fronius | Primo GEN24 6.0 Plus | 2 | 33.2
786 | BYD | HVM 16.6 | N/A | Fronius | Symo GEN24 6.0 Plus | 2 | 33.2
787 | BYD | Battery-Box Premium HVM 16.6/16.54kWh | N/A | Fronius | Primo GEN24 6.0 Plus | 2 | 33.2
788 | BYD | HVS 12.8 | N/A | Fronius | Symo GEN24 6.0 Plus | 3 | 38.4
789 | BYD | HVS 12.8 | N/A | Fronius | Symo GEN24 8.0 Plus | 3 | 38.4
790 | BYD | HVS 12.8 | N/A | Fronius | Symo GEN24 10.0 Plus | 3 | 38.4
791 | BYD | HVM 19.3 | N/A | Fronius | Primo GEN24 3.6 Plus | 2 | 38.6
792 | BYD | HVM 19.3 | N/A | Fronius | Primo GEN24 4.0 Plus | 2 | 38.6
793 | BYD | HVM 19.3 | N/A | Fronius | Symo GEN24 8.0 Plus | 2 | 38.6
794 | BYD | HVM 19.3 | N/A | Fronius | Primo GEN24 5.0 Plus | 2 | 38.6
795 | BYD | HVM 19.3 | N/A | Fronius | Primo GEN24 3.0 Plus | 2 | 38.6
796 | BYD | Battery-Box Premium HVM 19.3/19.32kWh | N/A | Fronius | Primo GEN24 3.0 Plus | 2 | 38.6
797 | BYD | HVM 19.3 | N/A | Fronius | Symo GEN24 6.0 Plus | 2 | 38.6
798 | BYD | Battery-Box Premium HVM 19.3/19.32kWh | N/A | Fronius | Primo GEN24 3.6 Plus | 2 | 38.6
799 | BYD | Battery-Box Premium HVM 19.3/19.32kWh | N/A | Fronius | Symo GEN24 6.0 Plus | 2 | 38.6
800 | BYD | Battery-Box Premium HVM 19.3/19.32kWh | N/A | Fronius | Primo GEN24 4.0 Plus | 2 | 38.6
801 | BYD | Battery-Box Premium HVM 19.3/19.32kWh | N/A | Fronius | Primo GEN24 5.0 Plus | 2 | 38.6
802 | BYD | Battery-Box Premium HVM 19.3/19.32kWh | N/A | Fronius | Symo GEN24 10.0 Plus | 2 | 38.6
803 | BYD | HVM 19.3 | N/A | Fronius | Primo GEN24 4.6 Plus | 2 | 38.6
804 | BYD | Battery-Box Premium HVM 19.3/19.32kWh | N/A | Fronius | Primo GEN24 6.0 Plus | 2 | 38.6
805 | BYD | HVM 19.3 | N/A | Fronius | Symo GEN24 10.0 Plus | 2 | 38.6
806 | BYD | Battery-Box Premium HVM 19.3/19.32kWh | N/A | Fronius | Symo GEN24 8.0 Plus | 2 | 38.6
807 | BYD | Battery-Box Premium HVM 19.3/19.32kWh | N/A | Fronius | Primo GEN24 4.6 Plus | 2 | 38.6
808 | BYD | HVM 19.3 | N/A | Fronius | Primo GEN24 6.0 Plus | 2 | 38.6
809 | BYD | HVM 19.3 | N/A | Fronius | Symo GEN24 Plus 6.0 | 2 | 38.64
810 | BYD | HVM 19.3 | N/A | Fronius | Primo GEN24 Plus 10.0 | 2 | 38.64
811 | BYD | HVM 19.3 | N/A | Fronius | Symo GEN24 Plus 6.0 | 2 | 38.64
812 | BYD | HVM 19.3 | N/A | Fronius | Symo GEN24 Plus 10.0 | 2 | 38.64
813 | BYD | HVM 19.3 | N/A | Fronius | Symo GEN24 4.0 Plus | 2 | 38.64
814 | BYD | HVM 19.3 | N/A | Fronius | Primo GEN24 Plus 5.0 | 2 | 38.64
815 | BYD | HVM 19.3 | N/A | Fronius | Primo GEN24 Plus 3.0 | 2 | 38.64
816 | BYD | HVM 19.3 | N/A | Fronius | Primo GEN24 Plus 4.0 | 2 | 38.64
817 | BYD | HVM 19.3 | N/A | Fronius | Symo GEN24 Plus 3.0 | 2 | 38.64
818 | BYD | HVM 19.3 | N/A | Fronius | Primo GEN24 Plus 6.0 | 2 | 38.64
819 | BYD | HVM 19.3 | N/A | Fronius | Symo GEN24 Plus 8.0 | 2 | 38.64
820 | BYD | HVM 19.3 | N/A | Fronius | Symo GEN24 Plus 10.0 | 2 | 38.64
821 | BYD | HVM 19.3 | N/A | Fronius | Primo GEN24 Plus 3.6 | 2 | 38.64
822 | BYD | HVM 19.3 | N/A | Fronius | Primo GEN24 Plus 8.0 | 2 | 38.64
823 | BYD | HVM 19.3 | N/A | Fronius | Symo GEN24 Plus 4.0 | 2 | 38.64
824 | BYD | HVM 19.3 | N/A | Fronius | Symo GEN24 3.0 Plus | 2 | 38.64
825 | BYD | HVM 19.3 | N/A | Fronius | Primo GEN24 Plus 10.0 | 2 | 38.64
826 | BYD | HVM 19.3 | N/A | Fronius | Symo GEN24 Plus 5.0 | 2 | 38.64
827 | BYD | HVM 19.3 | N/A | Fronius | Primo GEN24 Plus 8.0 | 2 | 38.64
828 | BYD | HVM 19.3 | N/A | Fronius | Symo GEN24 5.0 Plus | 2 | 38.64
829 | BYD | HVM 19.3 | N/A | Fronius | Symo GEN24 Plus 4.0 | 2 | 38.64
830 | BYD | HVM 19.3 | N/A | Fronius | Primo GEN24 Plus 4.6 | 2 | 38.64
831 | BYD | HVM 19.3 | N/A | Fronius | Symo GEN24 Plus 5.0 | 2 | 38.64
832 | BYD | HVM 19.3 | N/A | Fronius | Symo GEN24 Plus 8.0 | 2 | 38.64
833 | BYD | HVM 19.3 | N/A | Fronius | Symo GEN24 Plus 3.0 | 2 | 38.64
834 | BYD | HVS 10.2 | N/A | Fronius | Symo GEN24 3.0 Plus | 3 | 40.96
835 | BYD | HVS 10.2 | N/A | Fronius | Symo GEN24 4.0 Plus | 3 | 40.96
836 | BYD | HVS 10.2 | N/A | Fronius | Symo GEN24 5.0 Plus | 3 | 40.96
837 | BYD | HVM 13.8 | N/A | Fronius | Primo GEN24 Plus 3.0 | 3 | 41.4
838 | BYD | HVM 13.8 | N/A | Fronius | Symo GEN24 Plus 5.0 | 3 | 41.4
839 | BYD | HVM 13.8 | N/A | Fronius | Symo GEN24 Plus 10.0 | 3 | 41.4
840 | BYD | HVM 13.8 | N/A | Fronius | Primo GEN24 4.6 Plus | 3 | 41.4
841 | BYD | HVM 13.8 | N/A | Fronius | Primo GEN24 Plus 10.0 | 3 | 41.4
842 | BYD | HVM 13.8 | N/A | Fronius | Symo GEN24 Plus 6.0 | 3 | 41.4
843 | BYD | HVM 13.8 | N/A | Fronius | Symo GEN24 Plus 8.0 | 3 | 41.4
844 | BYD | HVM 13.8 | N/A | Fronius | Symo GEN24 10.0 Plus | 3 | 41.4
845 | BYD | HVM 13.8 | N/A | Fronius | Symo GEN24 3.0 Plus | 3 | 41.4
846 | BYD | HVM 13.8 | N/A | Fronius | Symo GEN24 Plus 6.0 | 3 | 41.4
847 | BYD | HVM 13.8 | N/A | Fronius | Primo GEN24 6.0 Plus | 3 | 41.4
848 | BYD | HVM 13.8 | N/A | Fronius | Primo GEN24 4.0 Plus | 3 | 41.4
849 | BYD | HVM 13.8 | N/A | Fronius | Symo GEN24 Plus 4.0 | 3 | 41.4
850 | BYD | HVM 13.8 | N/A | Fronius | Symo GEN24 Plus 5.0 | 3 | 41.4
851 | BYD | HVM 13.8 | N/A | Fronius | Primo GEN24 Plus 6.0 | 3 | 41.4
852 | BYD | HVM 13.8 | N/A | Fronius | Primo GEN24 Plus 6.0 | 3 | 41.4
853 | BYD | HVM 13.8 | N/A | Fronius | Primo GEN24 Plus 8.0 | 3 | 41.4
854 | BYD | HVM 13.8 | N/A | Fronius | Symo GEN24 8.0 Plus | 3 | 41.4
855 | BYD | HVM 13.8 | N/A | Fronius | Primo GEN24 Plus 8.0 | 3 | 41.4
856 | BYD | HVM 13.8 | N/A | Fronius | Primo GEN24 Plus 10.0 | 3 | 41.4
857 | BYD | HVM 13.8 | N/A | Fronius | Primo GEN24 3.6 Plus | 3 | 41.4
858 | BYD | HVM 13.8 | N/A | Fronius | Symo GEN24 Plus 4.0 | 3 | 41.4
859 | BYD | HVM 13.8 | N/A | Fronius | Primo GEN24 3.0 Plus | 3 | 41.4
860 | BYD | Battery-Box Premium HVM 13.8/13.8kWh | N/A | Fronius | Primo GEN24 5.0 Plus | 3 | 41.4
861 | BYD | Battery-Box Premium HVM 13.8/13.8kWh | N/A | Fronius | Primo GEN24 3.0 Plus | 3 | 41.4
862 | BYD | HVM 13.8 | N/A | Fronius | Symo GEN24 5.0 Plus | 3 | 41.4
863 | BYD | HVM 13.8 | N/A | Fronius | Primo GEN24 Plus 3.6 | 3 | 41.4
864 | BYD | HVM 13.8 | N/A | Fronius | Primo GEN24 Plus 3.6 | 3 | 41.4
865 | BYD | HVM 13.8 | N/A | Fronius | Primo GEN24 Plus 4.6 | 3 | 41.4
866 | BYD | HVM 13.8 | N/A | Fronius | Symo GEN24 Plus 3.0 | 3 | 41.4
867 | BYD | HVM 13.8 | N/A | Fronius | Primo GEN24 Plus 4.0 | 3 | 41.4
868 | BYD | Battery-Box Premium HVM 13.8/13.8kWh | N/A | Fronius | Primo GEN24 3.6 Plus | 3 | 41.4
869 | BYD | Battery-Box Premium HVM 13.8/13.8kWh | N/A | Fronius | Primo GEN24 6.0 Plus | 3 | 41.4
870 | BYD | Battery-Box Premium HVM 13.8/13.8kWh | N/A | Fronius | Primo GEN24 4.0 Plus | 3 | 41.4
871 | BYD | HVM 13.8 | N/A | Fronius | Symo GEN24 Plus 3.0 | 3 | 41.4
872 | BYD | HVM 13.8 | N/A | Fronius | Symo GEN24 Plus 10.0 | 3 | 41.4
873 | BYD | HVM 13.8 | N/A | Fronius | Primo GEN24 Plus 5.0 | 3 | 41.4
874 | BYD | Battery-Box Premium HVM 13.8/13.8kWh | N/A | Fronius | Symo GEN24 6.0 Plus | 3 | 41.4
875 | BYD | Battery-Box Premium HVM 13.8/13.8kWh | N/A | Fronius | Primo GEN24 4.6 Plus | 3 | 41.4
876 | BYD | Battery-Box Premium HVM 13.8/13.8kWh | N/A | Fronius | Symo GEN24 8.0 Plus | 3 | 41.4
877 | BYD | HVM 13.8 | N/A | Fronius | Primo GEN24 Plus 5.0 | 3 | 41.4
878 | BYD | HVM 13.8 | N/A | Fronius | Primo GEN24 5.0 Plus | 3 | 41.4
879 | BYD | HVM 13.8 | N/A | Fronius | Symo GEN24 6.0 Plus | 3 | 41.4
880 | BYD | HVM 13.8 | N/A | Fronius | Primo GEN24 Plus 4.0 | 3 | 41.4
881 | BYD | HVM 13.8 | N/A | Fronius | Primo GEN24 Plus 3.0 | 3 | 41.4
882 | BYD | HVM 13.8 | N/A | Fronius | Symo GEN24 4.0 Plus | 3 | 41.4
883 | BYD | Battery-Box Premium HVM 13.8/13.8kWh | N/A | Fronius | Symo GEN24 10.0 Plus | 3 | 41.4
884 | BYD | HVM 13.8 | N/A | Fronius | Symo GEN24 Plus 8.0 | 3 | 41.4
885 | BYD | HVM 13.8 | N/A | Fronius | Primo GEN24 Plus 4.6 | 3 | 41.4
886 | BYD | HVM 22.1 | N/A | Fronius | Symo GEN24 Plus 4.0 | 2 | 44.16
887 | BYD | HVM 22.1 | N/A | Fronius | Symo GEN24 4.0 Plus | 2 | 44.16
888 | BYD | HVM 22.1 | N/A | Fronius | Symo GEN24 Plus 5.0 | 2 | 44.16
889 | BYD | HVM 22.1 | N/A | Fronius | Symo GEN24 Plus 3.0 | 2 | 44.16
890 | BYD | HVM 22.1 | N/A | Fronius | Symo GEN24 Plus 3.0 | 2 | 44.16
891 | BYD | HVM 22.1 | N/A | Fronius | Symo GEN24 3.0 Plus | 2 | 44.16
892 | BYD | HVM 22.1 | N/A | Fronius | Symo GEN24 Plus 4.0 | 2 | 44.16
893 | BYD | HVM 22.1 | N/A | Fronius | Symo GEN24 Plus 5.0 | 2 | 44.16
894 | BYD | HVM 22.1 | N/A | Fronius | Symo GEN24 Plus 6.0 | 2 | 44.16
895 | BYD | HVM 22.1 | N/A | Fronius | Symo GEN24 Plus 8.0 | 2 | 44.16
896 | BYD | HVM 22.1 | N/A | Fronius | Symo GEN24 5.0 Plus | 2 | 44.16
897 | BYD | HVM 22.1 | N/A | Fronius | Symo GEN24 Plus 10.0 | 2 | 44.16
898 | BYD | HVM 22.1 | N/A | Fronius | Symo GEN24 Plus 10.0 | 2 | 44.16
899 | BYD | HVM 22.1 | N/A | Fronius | Symo GEN24 Plus 8.0 | 2 | 44.16
900 | BYD | HVM 22.1 | N/A | Fronius | Symo GEN24 Plus 6.0 | 2 | 44.16
901 | BYD | Battery-Box Premium HVM 22.1/22.08kWh | N/A | Fronius | Symo GEN24 6.0 Plus | 2 | 44.2
902 | BYD | Battery-Box Premium HVM 22.1/22.08kWh | N/A | Fronius | Symo GEN24 8.0 Plus | 2 | 44.2
903 | BYD | HVM 22.1 | N/A | Fronius | Symo GEN24 10.0 Plus | 2 | 44.2
904 | BYD | Battery-Box Premium HVM 22.1/22.08kWh | N/A | Fronius | Symo GEN24 10.0 Plus | 2 | 44.2
905 | BYD | HVM 22.1 | N/A | Fronius | Symo GEN24 6.0 Plus | 2 | 44.2
906 | BYD | HVM 22.1 | N/A | Fronius | Symo GEN24 8.0 Plus | 2 | 44.2
907 | BYD | HVM 16.6 | N/A | Fronius | Primo GEN24 Plus 4.6 | 3 | 49.68
908 | BYD | HVM 16.6 | N/A | Fronius | Primo GEN24 Plus 4.0 | 3 | 49.68
909 | BYD | HVM 16.6 | N/A | Fronius | Primo GEN24 Plus 6.0 | 3 | 49.68
910 | BYD | HVM 16.6 | N/A | Fronius | Symo GEN24 Plus 4.0 | 3 | 49.68
911 | BYD | HVM 16.6 | N/A | Fronius | Symo GEN24 5.0 Plus | 3 | 49.68
912 | BYD | HVM 16.6 | N/A | Fronius | Symo GEN24 Plus 4.0 | 3 | 49.68
913 | BYD | HVM 16.6 | N/A | Fronius | Symo GEN24 Plus 6.0 | 3 | 49.68
914 | BYD | HVM 16.6 | N/A | Fronius | Symo GEN24 3.0 Plus | 3 | 49.68
915 | BYD | HVM 16.6 | N/A | Fronius | Symo GEN24 Plus 8.0 | 3 | 49.68
916 | BYD | HVM 16.6 | N/A | Fronius | Primo GEN24 Plus 3.0 | 3 | 49.68
917 | BYD | HVM 16.6 | N/A | Fronius | Symo GEN24 Plus 6.0 | 3 | 49.68
918 | BYD | HVM 16.6 | N/A | Fronius | Primo GEN24 Plus 4.6 | 3 | 49.68
919 | BYD | HVM 16.6 | N/A | Fronius | Symo GEN24 4.0 Plus | 3 | 49.68
920 | BYD | HVM 16.6 | N/A | Fronius | Primo GEN24 Plus 3.6 | 3 | 49.68
921 | BYD | HVM 16.6 | N/A | Fronius | Primo GEN24 Plus 5.0 | 3 | 49.68
922 | BYD | HVM 16.6 | N/A | Fronius | Primo GEN24 Plus 6.0 | 3 | 49.68
923 | BYD | HVM 16.6 | N/A | Fronius | Symo GEN24 Plus 5.0 | 3 | 49.68
924 | BYD | HVM 16.6 | N/A | Fronius | Symo GEN24 Plus 3.0 | 3 | 49.68
925 | BYD | HVM 16.6 | N/A | Fronius | Symo GEN24 Plus 5.0 | 3 | 49.68
926 | BYD | HVM 16.6 | N/A | Fronius | Symo GEN24 Plus 10.0 | 3 | 49.68
927 | BYD | HVM 16.6 | N/A | Fronius | Symo GEN24 Plus 8.0 | 3 | 49.68
928 | BYD | HVM 16.6 | N/A | Fronius | Symo GEN24 Plus 3.0 | 3 | 49.68
929 | BYD | HVM 16.6 | N/A | Fronius | Primo GEN24 Plus 10.0 | 3 | 49.68
930 | BYD | HVM 16.6 | N/A | Fronius | Primo GEN24 Plus 8.0 | 3 | 49.68
931 | BYD | HVM 16.6 | N/A | Fronius | Primo GEN24 Plus 3.0 | 3 | 49.68
932 | BYD | HVM 16.6 | N/A | Fronius | Primo GEN24 Plus 3.6 | 3 | 49.68
933 | BYD | HVM 16.6 | N/A | Fronius | Symo GEN24 Plus 10.0 | 3 | 49.68
934 | BYD | HVM 16.6 | N/A | Fronius | Primo GEN24 Plus 8.0 | 3 | 49.68
935 | BYD | HVM 16.6 | N/A | Fronius | Primo GEN24 Plus 4.0 | 3 | 49.68
936 | BYD | HVM 16.6 | N/A | Fronius | Primo GEN24 Plus 10.0 | 3 | 49.68
937 | BYD | HVM 16.6 | N/A | Fronius | Primo GEN24 Plus 5.0 | 3 | 49.68
938 | BYD | HVM 16.6 | N/A | Fronius | Primo GEN24 3.0 Plus | 3 | 49.8
939 | BYD | Battery-Box Premium HVM 16.6/16.54kWh | N/A | Fronius | Primo GEN24 4.0 Plus | 3 | 49.8
940 | BYD | Battery-Box Premium HVM 16.6/16.54kWh | N/A | Fronius | Primo GEN24 4.6 Plus | 3 | 49.8
941 | BYD | HVM 16.6 | N/A | Fronius | Primo GEN24 5.0 Plus | 3 | 49.8
942 | BYD | HVM 16.6 | N/A | Fronius | Symo GEN24 10.0 Plus | 3 | 49.8
943 | BYD | Battery-Box Premium HVM 16.6/16.54kWh | N/A | Fronius | Primo GEN24 6.0 Plus | 3 | 49.8
944 | BYD | HVM 16.6 | N/A | Fronius | Primo GEN24 3.6 Plus | 3 | 49.8
945 | BYD | HVM 16.6 | N/A | Fronius | Primo GEN24 4.6 Plus | 3 | 49.8
946 | BYD | Battery-Box Premium HVM 16.6/16.54kWh | N/A | Fronius | Symo GEN24 10.0 Plus | 3 | 49.8
947 | BYD | HVM 16.6 | N/A | Fronius | Primo GEN24 4.0 Plus | 3 | 49.8
948 | BYD | Battery-Box Premium HVM 16.6/16.54kWh | N/A | Fronius | Primo GEN24 5.0 Plus | 3 | 49.8
949 | BYD | Battery-Box Premium HVM 16.6/16.54kWh | N/A | Fronius | Symo GEN24 6.0 Plus | 3 | 49.8
950 | BYD | HVM 16.6 | N/A | Fronius | Symo GEN24 8.0 Plus | 3 | 49.8
951 | BYD | HVM 16.6 | N/A | Fronius | Primo GEN24 6.0 Plus | 3 | 49.8
952 | BYD | Battery-Box Premium HVM 16.6/16.54kWh | N/A | Fronius | Primo GEN24 3.0 Plus | 3 | 49.8
953 | BYD | HVM 16.6 | N/A | Fronius | Symo GEN24 6.0 Plus | 3 | 49.8
954 | BYD | Battery-Box Premium HVM 16.6/16.54kWh | N/A | Fronius | Symo GEN24 8.0 Plus | 3 | 49.8
955 | BYD | Battery-Box Premium HVM 16.6/16.54kWh | N/A | Fronius | Primo GEN24 3.6 Plus | 3 | 49.8
956 | BYD | Battery-Box Premium HVM 19.3/19.32kWh | N/A | Fronius | Symo GEN24 6.0 Plus | 3 | 57.9
957 | BYD | Battery-Box Premium HVM 19.3/19.32kWh | N/A | Fronius | Primo GEN24 3.6 Plus | 3 | 57.9
958 | BYD | Battery-Box Premium HVM 19.3/19.32kWh | N/A | Fronius | Primo GEN24 5.0 Plus | 3 | 57.9
959 | BYD | Battery-Box Premium HVM 19.3/19.32kWh | N/A | Fronius | Primo GEN24 3.0 Plus | 3 | 57.9
960 | BYD | HVM 19.3 | N/A | Fronius | Primo GEN24 4.6 Plus | 3 | 57.9
961 | BYD | Battery-Box Premium HVM 19.3/19.32kWh | N/A | Fronius | Symo GEN24 8.0 Plus | 3 | 57.9
962 | BYD | Battery-Box Premium HVM 19.3/19.32kWh | N/A | Fronius | Primo GEN24 6.0 Plus | 3 | 57.9
963 | BYD | HVM 19.3 | N/A | Fronius | Symo GEN24 6.0 Plus | 3 | 57.9
964 | BYD | HVM 19.3 | N/A | Fronius | Primo GEN24 6.0 Plus | 3 | 57.9
965 | BYD | HVM 19.3 | N/A | Fronius | Symo GEN24 10.0 Plus | 3 | 57.9
966 | BYD | HVM 19.3 | N/A | Fronius | Primo GEN24 5.0 Plus | 3 | 57.9
967 | BYD | HVM 19.3 | N/A | Fronius | Primo GEN24 4.0 Plus | 3 | 57.9
968 | BYD | HVM 19.3 | N/A | Fronius | Primo GEN24 3.0 Plus | 3 | 57.9
969 | BYD | Battery-Box Premium HVM 19.3/19.32kWh | N/A | Fronius | Symo GEN24 10.0 Plus | 3 | 57.9
970 | BYD | HVM 19.3 | N/A | Fronius | Symo GEN24 8.0 Plus | 3 | 57.9
971 | BYD | HVM 19.3 | N/A | Fronius | Primo GEN24 3.6 Plus | 3 | 57.9
972 | BYD | Battery-Box Premium HVM 19.3/19.32kWh | N/A | Fronius | Primo GEN24 4.0 Plus | 3 | 57.9
973 | BYD | Battery-Box Premium HVM 19.3/19.32kWh | N/A | Fronius | Primo GEN24 4.6 Plus | 3 | 57.9
974 | BYD | HVM 19.3 | N/A | Fronius | Symo GEN24 Plus 8.0 | 3 | 57.96
975 | BYD | HVM 19.3 | N/A | Fronius | Primo GEN24 Plus 4.0 | 3 | 57.96
976 | BYD | HVM 19.3 | N/A | Fronius | Primo GEN24 Plus 4.0 | 3 | 57.96
977 | BYD | HVM 19.3 | N/A | Fronius | Symo GEN24 4.0 Plus | 3 | 57.96
978 | BYD | HVM 19.3 | N/A | Fronius | Primo GEN24 Plus 10.0 | 3 | 57.96
979 | BYD | HVM 19.3 | N/A | Fronius | Symo GEN24 Plus 6.0 | 3 | 57.96
980 | BYD | HVM 19.3 | N/A | Fronius | Primo GEN24 Plus 4.6 | 3 | 57.96
981 | BYD | HVM 19.3 | N/A | Fronius | Primo GEN24 Plus 3.6 | 3 | 57.96
982 | BYD | HVM 19.3 | N/A | Fronius | Primo GEN24 Plus 3.0 | 3 | 57.96
983 | BYD | HVM 19.3 | N/A | Fronius | Symo GEN24 Plus 5.0 | 3 | 57.96
984 | BYD | HVM 19.3 | N/A | Fronius | Symo GEN24 Plus 10.0 | 3 | 57.96
985 | BYD | HVM 19.3 | N/A | Fronius | Primo GEN24 Plus 3.0 | 3 | 57.96
986 | BYD | HVM 19.3 | N/A | Fronius | Symo GEN24 Plus 8.0 | 3 | 57.96
987 | BYD | HVM 19.3 | N/A | Fronius | Primo GEN24 Plus 4.6 | 3 | 57.96
988 | BYD | HVM 19.3 | N/A | Fronius | Symo GEN24 Plus 3.0 | 3 | 57.96
989 | BYD | HVM 19.3 | N/A | Fronius | Primo GEN24 Plus 6.0 | 3 | 57.96
990 | BYD | HVM 19.3 | N/A | Fronius | Primo GEN24 Plus 6.0 | 3 | 57.96
991 | BYD | HVM 19.3 | N/A | Fronius | Symo GEN24 Plus 4.0 | 3 | 57.96
992 | BYD | HVM 19.3 | N/A | Fronius | Symo GEN24 Plus 5.0 | 3 | 57.96
993 | BYD | HVM 19.3 | N/A | Fronius | Symo GEN24 Plus 10.0 | 3 | 57.96
994 | BYD | HVM 19.3 | N/A | Fronius | Symo GEN24 Plus 4.0 | 3 | 57.96
995 | BYD | HVM 19.3 | N/A | Fronius | Primo GEN24 Plus 5.0 | 3 | 57.96
996 | BYD | HVM 19.3 | N/A | Fronius | Symo GEN24 Plus 3.0 | 3 | 57.96
997 | BYD | HVM 19.3 | N/A | Fronius | Primo GEN24 Plus 5.0 | 3 | 57.96
998 | BYD | HVM 19.3 | N/A | Fronius | Primo GEN24 Plus 8.0 | 3 | 57.96
999 | BYD | HVM 19.3 | N/A | Fronius | Primo GEN24 Plus 8.0 | 3 | 57.96
1000 | BYD | HVM 19.3 | N/A | Fronius | Primo GEN24 Plus 10.0 | 3 | 57.96
1001 | BYD | HVM 19.3 | N/A | Fronius | Symo GEN24 Plus 6.0 | 3 | 57.96
1002 | BYD | HVM 19.3 | N/A | Fronius | Symo GEN24 5.0 Plus | 3 | 57.96
1003 | BYD | HVM 19.3 | N/A | Fronius | Primo GEN24 Plus 3.6 | 3 | 57.96
1004 | BYD | HVM 19.3 | N/A | Fronius | Symo GEN24 3.0 Plus | 3 | 57.96
1005 | BYD | LVS 8.0 | N/A | Ginlong Technologies Co | RHI-4.6K-48ES | 1 | 8
1006 | BYD | LVS 8.0 | N/A | Ginlong Technologies Co | RHI-5K-48ES | 1 | 8
1007 | BYD | LVS 8.0 | N/A | Ginlong Technologies Co | RHI-3K-48ES | 1 | 8
1008 | BYD | LVS 8.0 | N/A | Ginlong Technologies Co | RHI-3.6K-48ES | 1 | 8
1009 | BYD | LVS 12.0 | N/A | Ginlong Technologies Co | RHI-4.6K-48ES | 1 | 12
1010 | BYD | LVS 12.0 | N/A | Ginlong Technologies Co | RHI-3.6K-48ES | 1 | 12
1011 | BYD | LVS 12.0 | N/A | Ginlong Technologies Co | RHI-5K-48ES | 1 | 12
1012 | BYD | LVS 12.0 | N/A | Ginlong Technologies Co | RHI-3K-48ES | 1 | 12
1013 | BYD | Battery-Box Premium LVL 15.4 | N/A | Ginlong Technologies Co | RHI-4.6K-48ES | 1 | 15.36
1014 | BYD | Battery-Box Premium LVL 15.4 | N/A | Ginlong Technologies Co | RHI-3K-48ES | 1 | 15.36
1015 | BYD | Battery-Box Premium LVL 15.4 | N/A | Ginlong Technologies Co | RHI-5K-48ES | 1 | 15.36
1016 | BYD | Battery-Box Premium LVL 15.4 | N/A | Ginlong Technologies Co | RHI-3.6K-48ES | 1 | 15.36
1017 | BYD | LVS 16.0 | N/A | Ginlong Technologies Co | RHI-5K-48ES | 1 | 16
1018 | BYD | LVS 16.0 | N/A | Ginlong Technologies Co | RHI-3.6K-48ES | 1 | 16
1019 | BYD | LVS 16.0 | N/A | Ginlong Technologies Co | RHI-4.6K-48ES | 1 | 16
1020 | BYD | LVS 16.0 | N/A | Ginlong Technologies Co | RHI-3K-48ES | 1 | 16
1021 | BYD | LVS 20.0 | N/A | Ginlong Technologies Co | RHI-3K-48ES | 1 | 20
1022 | BYD | LVS 20.0 | N/A | Ginlong Technologies Co | RHI-3.6K-48ES | 1 | 20
1023 | BYD | LVS 20.0 | N/A | Ginlong Technologies Co | RHI-5K-48ES | 1 | 20
1024 | BYD | LVS 20.0 | N/A | Ginlong Technologies Co | RHI-4.6K-48ES | 1 | 20
1025 | BYD | LVS 24.0 | N/A | Ginlong Technologies Co | RHI-4.6K-48ES | 1 | 24
1026 | BYD | LVS 24.0 | N/A | Ginlong Technologies Co | RHI-3.6K-48ES | 1 | 24
1027 | BYD | LVS 24.0 | N/A | Ginlong Technologies Co | RHI-3K-48ES | 1 | 24
1028 | BYD | LVS 24.0 | N/A | Ginlong Technologies Co | RHI-5K-48ES | 1 | 24
1029 | BYD | Battery-Box H6.4 (AU) | N/A | GoodWe | GW5KL-ET | 1 | 6.4
1030 | BYD | Battery-Box H6.4 (AU) | N/A | GoodWe | GW10KL-ET | 1 | 6.4
1031 | BYD | B-Box L 7(Au) | N/A | GoodWe | GW5000S-BP | 1 | 7
1032 | BYD | B-Box L 7(Au) | N/A | GoodWe | GW5048D-ES | 1 | 7
1033 | BYD | Battery-Box Premium HVS 7.7/7.68kWh | N/A | GoodWe | GW8KL-ET | 1 | 7.7
1034 | BYD | Battery-Box Premium HVS 7.7/7.68kWh | N/A | GoodWe | GW6KL-ET | 1 | 7.7
1035 | BYD | Battery-Box Premium HVS 7.7/7.68kWh | N/A | GoodWe | GW10KL-ET | 1 | 7.7
1036 | BYD | Battery-Box Premium HVS 7.7/7.68kWh | N/A | GoodWe | GW3600-EH | 1 | 7.7
1037 | BYD | Battery-Box Premium HVS 7.7/7.68kWh | N/A | GoodWe | GW5000-EH | 1 | 7.7
1038 | BYD | Battery-Box Premium HVS 7.7/7.68kWh | N/A | GoodWe | GW6000-EH | 1 | 7.7
1039 | BYD | Battery-Box Premium HVS 7.7/7.68kWh | N/A | GoodWe | GW5KL-ET | 1 | 7.7
1040 | BYD | Battery-Box H7.7 (AU) | N/A | GoodWe | GW5KL-ET | 1 | 7.7
1041 | BYD | Battery-Box H7.7 (AU) | N/A | GoodWe | GW10KL-ET | 1 | 7.7
1042 | BYD | BYD B-Box Pro 7.5 | N/A | GoodWe | GW5048D-ES | 1 | 7.7
1043 | BYD | LVS 8.0 | N/A | GoodWe | GW5048D-ES | 1 | 8
1044 | BYD | LVS 8.0 | N/A | GoodWe | GW3648D-ES | 1 | 8
1045 | BYD | LVS 8.0 | N/A | GoodWe | GW3600S-BP | 1 | 8
1046 | BYD | LVS 8.0 | N/A | GoodWe | GW5000S-BP | 1 | 8
1047 | BYD | Battery-Box Premium HVM 8.3/8.28kWh | N/A | GoodWe | GW5000-EH | 1 | 8.3
1048 | BYD | Battery-Box Premium HVM 8.3/8.28kWh | N/A | GoodWe | GW3600-EH | 1 | 8.3
1049 | BYD | Battery-Box Premium HVM 8.3/8.28kWh | N/A | GoodWe | GW6000-EH | 1 | 8.3
1050 | BYD | Battery-Box H9.0 (AU) | N/A | GoodWe | GW5KL-ET | 1 | 9
1051 | BYD | Battery-Box H9.0 (AU) | N/A | GoodWe | GW10KL-ET | 1 | 9
1052 | BYD | B-Box H9.0(Au) | N/A | GoodWe | GW5KL-ET | 1 | 9
1053 | BYD | Battery-Box H10.2 (AU) | N/A | GoodWe | GW10KL-ET | 1 | 10.2
1054 | BYD | Battery-Box H10.2 (AU) | N/A | GoodWe | GW5KL-ET | 1 | 10.2
1055 | BYD | BYD B-Box Pro 10.0 | N/A | GoodWe | GW5048D-ES | 1 | 10.2
1056 | BYD | Battery-Box Premium HVS 10.2/10.24kWh | N/A | GoodWe | GW6KL-ET | 1 | 10.2
1057 | BYD | Battery-Box Premium HVS 10.2/10.24kWh | N/A | GoodWe | GW5KL-ET | 1 | 10.2
1058 | BYD | Battery-Box Premium HVS 10.2/10.24kWh | N/A | GoodWe | GW10KL-ET | 1 | 10.2
1059 | BYD | Battery-Box Premium HVS 10.2/10.24kWh | N/A | GoodWe | GW8KL-ET | 1 | 10.2
1060 | BYD | B-Box L 10.5(Au) | N/A | GoodWe | GW5000S-BP | 1 | 10.5
1061 | BYD | B-Box L 10.5(Au) | N/A | GoodWe | GW5048D-ES | 1 | 10.5
1062 | BYD | Battery-Box Premium HVM 11.0/11.04kWh | N/A | GoodWe | GW6000-EH | 1 | 11
1063 | BYD | Battery-Box Premium HVM 11.0/11.04kWh | N/A | GoodWe | GW3600-EH | 1 | 11
1064 | BYD | Battery-Box Premium HVM 11.0/11.04kWh | N/A | GoodWe | GW5000-EH | 1 | 11
1065 | BYD | Battery-Box Premium HVM 11.0/11.04kWh | N/A | GoodWe | GW5KL-ET | 1 | 11
1066 | BYD | Battery-Box Premium HVM 11.0/11.04kWh | N/A | GoodWe | GW8KL-ET | 1 | 11
1067 | BYD | Battery-Box Premium HVM 11.0/11.04kWh | N/A | GoodWe | GW6KL-ET | 1 | 11
1068 | BYD | Battery-Box Premium HVM 11.0/11.04kWh | N/A | GoodWe | GW10KL-ET | 1 | 11
1069 | BYD | Battery-Box H11.5 (AU) | N/A | GoodWe | GW10KL-ET | 1 | 11.5
1070 | BYD | B-Box H 11.5(Au) | N/A | GoodWe | GW10KL-ET | 1 | 11.5
1071 | BYD | Battery-Box H11.5 (AU) | N/A | GoodWe | GW5KL-ET | 1 | 11.5
1072 | BYD | LVS 12.0 | N/A | GoodWe | GW3600S-BP | 1 | 12
1073 | BYD | LVS 12.0 | N/A | GoodWe | GW3648D-ES | 1 | 12
1074 | BYD | LVS 12.0 | N/A | GoodWe | GW5048D-ES | 1 | 12
1075 | BYD | LVS 12.0 | N/A | GoodWe | GW5000S-BP | 1 | 12
1076 | BYD | Battery-Box Premium HVM 13.8/13.8kWh | N/A | GoodWe | GW5000-EH | 1 | 13.8
1077 | BYD | Battery-Box Premium HVM 13.8/13.8kWh | N/A | GoodWe | GW10KL-ET | 1 | 13.8
1078 | BYD | Battery-Box Premium HVM 13.8/13.8kWh | N/A | GoodWe | GW3600-EH | 1 | 13.8
1079 | BYD | Battery-Box Premium HVM 13.8/13.8kWh | N/A | GoodWe | GW5KL-ET | 1 | 13.8
1080 | BYD | Battery-Box Premium HVM 13.8/13.8kWh | N/A | GoodWe | GW6000-EH | 1 | 13.8
1081 | BYD | Battery-Box Premium HVM 13.8/13.8kWh | N/A | GoodWe | GW6KL-ET | 1 | 13.8
1082 | BYD | Battery-Box Premium HVM 13.8/13.8kWh | N/A | GoodWe | GW8KL-ET | 1 | 13.8
1083 | BYD | B-Box L 14(Au) | N/A | GoodWe | GW5048D-ES | 1 | 14
1084 | BYD | B-Box L 14(Au) | N/A | GoodWe | GW5000S-BP | 1 | 14
1085 | BYD | Battery-Box Premuim LVL 15.4 | N/A | GoodWe | GW5048D-ES | 1 | 15.4
1086 | BYD | LVS 16.0 | N/A | GoodWe | GW5000S-BP | 1 | 16
1087 | BYD | LVS 16.0 | N/A | GoodWe | GW5048D-ES | 1 | 16
1088 | BYD | LVS 16.0 | N/A | GoodWe | GW3600S-BP | 1 | 16
1089 | BYD | LVS 16.0 | N/A | GoodWe | GW3648D-ES | 1 | 16
1090 | BYD | Battery-Box Premium HVM 16.6/16.54kWh | N/A | GoodWe | GW3600-EH | 1 | 16.6
1091 | BYD | Battery-Box Premium HVM 16.6/16.54kWh | N/A | GoodWe | GW6KL-ET | 1 | 16.6
1092 | BYD | Battery-Box Premium HVM 16.6/16.54kWh | N/A | GoodWe | GW6000-EH | 1 | 16.6
1093 | BYD | Battery-Box Premium HVM 16.6/16.54kWh | N/A | GoodWe | GW10KL-ET | 1 | 16.6
1094 | BYD | Battery-Box Premium HVM 16.6/16.54kWh | N/A | GoodWe | GW5000-EH | 1 | 16.6
1095 | BYD | Battery-Box Premium HVM 16.6/16.54kWh | N/A | GoodWe | GW5KL-ET | 1 | 16.6
1096 | BYD | Battery-Box Premium HVM 16.6/16.54kWh | N/A | GoodWe | GW8KL-ET | 1 | 16.6
1097 | BYD | Battery-Box Premium HVM 19.3/19.32kWh | N/A | GoodWe | GW5KL-ET | 1 | 19.3
1098 | BYD | Battery-Box Premium HVM 19.3/19.32kWh | N/A | GoodWe | GW5000-EH | 1 | 19.3
1099 | BYD | Battery-Box Premium HVM 19.3/19.32kWh | N/A | GoodWe | GW6000-EH | 1 | 19.3
1100 | BYD | Battery-Box Premium HVM 19.3/19.32kWh | N/A | GoodWe | GW10KL-ET | 1 | 19.3
1101 | BYD | Battery-Box Premium HVM 19.3/19.32kWh | N/A | GoodWe | GW6KL-ET | 1 | 19.3
1102 | BYD | Battery-Box Premium HVM 19.3/19.32kWh | N/A | GoodWe | GW8KL-ET | 1 | 19.3
1103 | BYD | Battery-Box Premium HVM 19.3/19.32kWh | N/A | GoodWe | GW3600-EH | 1 | 19.3
1104 | BYD | LVS 20.0 | N/A | GoodWe | GW3648D-ES | 1 | 20
1105 | BYD | LVS 20.0 | N/A | GoodWe | GW5048D-ES | 1 | 20
1106 | BYD | LVS 20.0 | N/A | GoodWe | GW3600S-BP | 1 | 20
1107 | BYD | LVS 20.0 | N/A | GoodWe | GW5000S-BP | 1 | 20
1108 | BYD | Battery-Box Premium HVM 22.1/22.08kWh | N/A | GoodWe | GW10KL-ET | 1 | 22.1
1109 | BYD | Battery-Box Premium HVM 22.1/22.08kWh | N/A | GoodWe | GW5KL-ET | 1 | 22.1
1110 | BYD | Battery-Box Premium HVM 22.1/22.08kWh | N/A | GoodWe | GW6KL-ET | 1 | 22.1
1111 | BYD | Battery-Box Premium HVM 22.1/22.08kWh | N/A | GoodWe | GW8KL-ET | 1 | 22.1
1112 | BYD | LVS 24.0 | N/A | GoodWe | GW3600S-BP | 1 | 24
1113 | BYD | LVS 24.0 | N/A | GoodWe | GW5000S-BP | 1 | 24
1114 | BYD | LVS 24.0 | N/A | GoodWe | GW5048D-ES | 1 | 24
1115 | BYD | LVS 24.0 | N/A | GoodWe | GW3648D-ES | 1 | 24
1116 | BYD | HVM 8.3 | N/A | GoodWe TECHNOLOGIES CO LTD | GEH10-1U-10 | 1 | 8.28
1117 | BYD | HVM 8.3 | N/A | GoodWe TECHNOLOGIES CO LTD | GEH8.6-1U-10 | 1 | 8.28
1118 | BYD | HVM 8.3 | N/A | GoodWe TECHNOLOGIES CO LTD | GEH5.0-1U-10 | 1 | 8.28
1119 | BYD | HVM 11.0 | N/A | GoodWe TECHNOLOGIES CO LTD | GW15K-ET | 1 | 11.04
1120 | BYD | HVM 11.0 | N/A | GoodWe TECHNOLOGIES CO LTD | GEH8.6-1U-10 | 1 | 11.04
1121 | BYD | HVM 11.0 | N/A | GoodWe TECHNOLOGIES CO LTD | GEH5.0-1U-10 | 1 | 11.04
1122 | BYD | HVM 11.0 | N/A | GoodWe TECHNOLOGIES CO LTD | GEH10-1U-10 | 1 | 11.04
1123 | BYD | HVM 13.8 | N/A | GoodWe TECHNOLOGIES CO LTD | GEH8.6-1U-10 | 1 | 13.84
1124 | BYD | HVM 13.8 | N/A | GoodWe TECHNOLOGIES CO LTD | GW15K-ET | 1 | 13.84
1125 | BYD | HVM 13.8 | N/A | GoodWe TECHNOLOGIES CO LTD | GEH10-1U-10 | 1 | 13.84
1126 | BYD | HVM 13.8 | N/A | GoodWe TECHNOLOGIES CO LTD | GEH5.0-1U-10 | 1 | 13.84
1127 | BYD | HVM 8.3 | N/A | GoodWe TECHNOLOGIES CO LTD | GEH10-1U-10 | 2 | 16.56
1128 | BYD | HVM 16.6 | N/A | GoodWe TECHNOLOGIES CO LTD | GEH5.0-1U-10 | 1 | 16.56
1129 | BYD | HVM 8.3 | N/A | GoodWe TECHNOLOGIES CO LTD | GEH8.6-1U-10 | 2 | 16.56
1130 | BYD | HVM 16.6 | N/A | GoodWe TECHNOLOGIES CO LTD | GEH10-1U-10 | 1 | 16.56
1131 | BYD | HVM 16.6 | N/A | GoodWe TECHNOLOGIES CO LTD | GEH8.6-1U-10 | 1 | 16.56
1132 | BYD | HVM 8.3 | N/A | GoodWe TECHNOLOGIES CO LTD | GEH5.0-1U-10 | 2 | 16.56
1133 | BYD | HVM 16.6 | N/A | GoodWe TECHNOLOGIES CO LTD | GW15K-ET | 1 | 16.56
1134 | BYD | HVM 19.3 | N/A | GoodWe TECHNOLOGIES CO LTD | GEH8.6-1U-10 | 1 | 19.32
1135 | BYD | HVM 19.3 | N/A | GoodWe TECHNOLOGIES CO LTD | GEH10-1U-10 | 1 | 19.32
1136 | BYD | HVM 19.3 | N/A | GoodWe TECHNOLOGIES CO LTD | GEH5.0-1U-10 | 1 | 19.32
1137 | BYD | HVM 19.3 | N/A | GoodWe TECHNOLOGIES CO LTD | GW15K-ET | 1 | 19.32
1138 | BYD | HVM 11.0 | N/A | GoodWe TECHNOLOGIES CO LTD | GW15K-ET | 2 | 22.08
1139 | BYD | HVM 22.1 | N/A | GoodWe TECHNOLOGIES CO LTD | GEH8.6-1U-10 | 1 | 22.08
1140 | BYD | HVM 11.0 | N/A | GoodWe TECHNOLOGIES CO LTD | GEH8.6-1U-10 | 2 | 22.08
1141 | BYD | HVM 22.1 | N/A | GoodWe TECHNOLOGIES CO LTD | GEH5.0-1U-10 | 1 | 22.08
1142 | BYD | HVM 11.0 | N/A | GoodWe TECHNOLOGIES CO LTD | GEH5.0-1U-10 | 2 | 22.08
1143 | BYD | HVM 11.0 | N/A | GoodWe TECHNOLOGIES CO LTD | GEH10-1U-10 | 2 | 22.08
1144 | BYD | HVM 22.1 | N/A | GoodWe TECHNOLOGIES CO LTD | GEH10-1U-10 | 1 | 22.08
1145 | BYD | HVM 22.1 | N/A | GoodWe TECHNOLOGIES CO LTD | GW15K-ET | 1 | 22.08
1146 | BYD | HVM 8.3 | N/A | GoodWe TECHNOLOGIES CO LTD | GEH5.0-1U-10 | 3 | 24.84
1147 | BYD | HVM 8.3 | N/A | GoodWe TECHNOLOGIES CO LTD | GEH8.6-1U-10 | 3 | 24.84
1148 | BYD | HVM 8.3 | N/A | GoodWe TECHNOLOGIES CO LTD | GEH10-1U-10 | 3 | 24.84
1149 | BYD | HVM 13.8 | N/A | GoodWe TECHNOLOGIES CO LTD | GEH5.0-1U-10 | 2 | 27.68
1150 | BYD | HVM 13.8 | N/A | GoodWe TECHNOLOGIES CO LTD | GW15K-ET | 2 | 27.68
1151 | BYD | HVM 13.8 | N/A | GoodWe TECHNOLOGIES CO LTD | GEH8.6-1U-10 | 2 | 27.68
1152 | BYD | HVM 13.8 | N/A | GoodWe TECHNOLOGIES CO LTD | GEH10-1U-10 | 2 | 27.68
1153 | BYD | HVM 11.0 | N/A | GoodWe TECHNOLOGIES CO LTD | GW15K-ET | 3 | 33.12
1154 | BYD | HVM 16.6 | N/A | GoodWe TECHNOLOGIES CO LTD | GEH8.6-1U-10 | 2 | 33.12
1155 | BYD | HVM 11.0 | N/A | GoodWe TECHNOLOGIES CO LTD | GEH8.6-1U-10 | 3 | 33.12
1156 | BYD | HVM 11.0 | N/A | GoodWe TECHNOLOGIES CO LTD | GEH10-1U-10 | 3 | 33.12
1157 | BYD | HVM 16.6 | N/A | GoodWe TECHNOLOGIES CO LTD | GEH5.0-1U-10 | 2 | 33.12
1158 | BYD | HVM 11.0 | N/A | GoodWe TECHNOLOGIES CO LTD | GEH5.0-1U-10 | 3 | 33.12
1159 | BYD | HVM 16.6 | N/A | GoodWe TECHNOLOGIES CO LTD | GW15K-ET | 2 | 33.12
1160 | BYD | HVM 16.6 | N/A | GoodWe TECHNOLOGIES CO LTD | GEH10-1U-10 | 2 | 33.12
1161 | BYD | HVM 19.3 | N/A | GoodWe TECHNOLOGIES CO LTD | GEH5.0-1U-10 | 2 | 38.64
1162 | BYD | HVM 19.3 | N/A | GoodWe TECHNOLOGIES CO LTD | GW15K-ET | 2 | 38.64
1163 | BYD | HVM 19.3 | N/A | GoodWe TECHNOLOGIES CO LTD | GEH8.6-1U-10 | 2 | 38.64
1164 | BYD | HVM 19.3 | N/A | GoodWe TECHNOLOGIES CO LTD | GEH10-1U-10 | 2 | 38.64
1165 | BYD | HVM 13.8 | N/A | GoodWe TECHNOLOGIES CO LTD | GW15K-ET | 3 | 41.52
1166 | BYD | HVM 13.8 | N/A | GoodWe TECHNOLOGIES CO LTD | GEH5.0-1U-10 | 3 | 41.52
1167 | BYD | HVM 13.8 | N/A | GoodWe TECHNOLOGIES CO LTD | GEH10-1U-10 | 3 | 41.52
1168 | BYD | HVM 13.8 | N/A | GoodWe TECHNOLOGIES CO LTD | GEH8.6-1U-10 | 3 | 41.52
1169 | BYD | HVM 22.1 | N/A | GoodWe TECHNOLOGIES CO LTD | GEH10-1U-10 | 2 | 44.16
1170 | BYD | HVM 22.1 | N/A | GoodWe TECHNOLOGIES CO LTD | GW15K-ET | 2 | 44.16
1171 | BYD | HVM 22.1 | N/A | GoodWe TECHNOLOGIES CO LTD | GEH8.6-1U-10 | 2 | 44.16
1172 | BYD | HVM 22.1 | N/A | GoodWe TECHNOLOGIES CO LTD | GEH5.0-1U-10 | 2 | 44.16
1173 | BYD | HVM 16.6 | N/A | GoodWe TECHNOLOGIES CO LTD | GW15K-ET | 3 | 49.68
1174 | BYD | HVM 16.6 | N/A | GoodWe TECHNOLOGIES CO LTD | GEH5.0-1U-10 | 3 | 49.68
1175 | BYD | HVM 16.6 | N/A | GoodWe TECHNOLOGIES CO LTD | GEH8.6-1U-10 | 3 | 49.68
1176 | BYD | HVM 16.6 | N/A | GoodWe TECHNOLOGIES CO LTD | GEH10-1U-10 | 3 | 49.68
1177 | BYD | HVM 19.3 | N/A | GoodWe TECHNOLOGIES CO LTD | GW15K-ET | 3 | 57.96
1178 | BYD | HVM 19.3 | N/A | GoodWe TECHNOLOGIES CO LTD | GEH5.0-1U-10 | 3 | 57.96
1179 | BYD | HVM 19.3 | N/A | GoodWe TECHNOLOGIES CO LTD | GEH8.6-1U-10 | 3 | 57.96
1180 | BYD | HVM 19.3 | N/A | GoodWe TECHNOLOGIES CO LTD | GEH10-1U-10 | 3 | 57.96
1181 | BYD | HVM 22.1 | N/A | GoodWe TECHNOLOGIES CO LTD | GEH8.6-1U-10 | 3 | 66.24
1182 | BYD | HVM 22.1 | N/A | GoodWe TECHNOLOGIES CO LTD | GEH5.0-1U-10 | 3 | 66.24
1183 | BYD | HVM 22.1 | N/A | GoodWe TECHNOLOGIES CO LTD | GW15K-ET | 3 | 66.24
1184 | BYD | HVM 22.1 | N/A | GoodWe TECHNOLOGIES CO LTD | GEH10-1U-10 | 3 | 66.24
1185 | BYD | LVS 8.0 | N/A | SMA Australia Pty Ltd | SI8.0H-13 | 1 | 8
1186 | BYD | LVS 8.0 | N/A | SMA Australia Pty Ltd | SI4.4M-13 | 1 | 8
1187 | BYD | LV Flex | N/A | SMA Australia Pty Ltd | SI6.0H-13 | 2 | 10
1188 | BYD | LV Flex | N/A | SMA Australia Pty Ltd | SI8.0H-13 | 2 | 10
1189 | BYD | LV Flex | N/A | SMA Australia Pty Ltd | SI4.4M-13 | 2 | 10
1190 | BYD | LVS 12.0 | N/A | SMA Australia Pty Ltd | SI4.4M-13 | 1 | 12
1191 | BYD | LVS 12.0 | N/A | SMA Australia Pty Ltd | SI8.0H-13 | 1 | 12
1192 | BYD | LVS 12.0 | N/A | SMA Australia Pty Ltd | SI6.0H-13 | 1 | 12
1193 | BYD | LV Flex | N/A | SMA Australia Pty Ltd | SI4.4M-13 | 3 | 15
1194 | BYD | LV Flex | N/A | SMA Australia Pty Ltd | SI8.0H-13 | 3 | 15
1195 | BYD | LV Flex | N/A | SMA Australia Pty Ltd | SI6.0H-13 | 3 | 15
1196 | BYD | Battery-Box Premium LVL 15.4 | N/A | SMA Australia Pty Ltd | SI8.0H-13 | 1 | 15.36
1197 | BYD | Battery-Box Premium LVL 15.4 | N/A | SMA Australia Pty Ltd | SI6.0H-13 | 1 | 15.36
1198 | BYD | Battery-Box Premium LVL 15.4 | N/A | SMA Australia Pty Ltd | SI4.4M-13 | 1 | 15.36
1199 | BYD | LVS 16.0 | N/A | SMA Australia Pty Ltd | SI4.4M-13 | 1 | 16
1200 | BYD | LVS 16.0 | N/A | SMA Australia Pty Ltd | SI6.0H-13 | 1 | 16
1201 | BYD | LVS 16.0 | N/A | SMA Australia Pty Ltd | SI8.0H-13 | 1 | 16
1202 | BYD | LV Flex | N/A | SMA Australia Pty Ltd | SI4.4M-13 | 4 | 20
1203 | BYD | LVS 20.0 | N/A | SMA Australia Pty Ltd | SI6.0H-13 | 1 | 20
1204 | BYD | LV Flex | N/A | SMA Australia Pty Ltd | SI6.0H-13 | 4 | 20
1205 | BYD | LV Flex | N/A | SMA Australia Pty Ltd | SI8.0H-13 | 4 | 20
1206 | BYD | LVS 20.0 | N/A | SMA Australia Pty Ltd | SI4.4M-13 | 1 | 20
1207 | BYD | LVS 20.0 | N/A | SMA Australia Pty Ltd | SI8.0H-13 | 1 | 20
1208 | BYD | LVS 24.0 | N/A | SMA Australia Pty Ltd | SI6.0H-13 | 1 | 24
1209 | BYD | LVS 24.0 | N/A | SMA Australia Pty Ltd | SI8.0H-13 | 1 | 24
1210 | BYD | LVS 24.0 | N/A | SMA Australia Pty Ltd | SI4.4M-13 | 1 | 24
1211 | BYD | LV Flex | N/A | SMA Australia Pty Ltd | SI6.0H-13 | 5 | 25
1212 | BYD | LV Flex | N/A | SMA Australia Pty Ltd | SI8.0H-13 | 5 | 25
1213 | BYD | LV Flex | N/A | SMA Australia Pty Ltd | SI4.4M-13 | 5 | 25
1214 | BYD | LV Flex | N/A | SMA Australia Pty Ltd | SI6.0H-13 | 6 | 30
1215 | BYD | LV Flex | N/A | SMA Australia Pty Ltd | SI8.0H-13 | 6 | 30
1216 | BYD | LV Flex | N/A | SMA Australia Pty Ltd | SI4.4M-13 | 6 | 30
1217 | BYD | LV Flex | N/A | SMA Australia Pty Ltd | SI6.0H-13 | 7 | 35
1218 | BYD | LV Flex | N/A | SMA Australia Pty Ltd | SI8.0H-13 | 7 | 35
1219 | BYD | LV Flex | N/A | SMA Australia Pty Ltd | SI4.4M-13 | 7 | 35
1220 | BYD | LV Flex | N/A | SMA Australia Pty Ltd | SI6.0H-13 | 8 | 40
1221 | BYD | LV Flex | N/A | SMA Australia Pty Ltd | SI4.4M-13 | 8 | 40
1222 | BYD | LV Flex | N/A | SMA Australia Pty Ltd | SI8.0H-13 | 8 | 40
1223 | BYD | LV Flex | N/A | SMA Australia Pty Ltd | SI6.0H-13 | 9 | 45
1224 | BYD | LV Flex | N/A | SMA Australia Pty Ltd | SI4.4M-13 | 9 | 45
1225 | BYD | LV Flex | N/A | SMA Australia Pty Ltd | SI8.0H-13 | 9 | 45
1226 | BYD | LV Flex | N/A | SMA Australia Pty Ltd | SI6.0H-13 | 10 | 50
1227 | BYD | LV Flex | N/A | SMA Australia Pty Ltd | SI4.4M-13 | 10 | 50
1228 | BYD | LV Flex | N/A | SMA Australia Pty Ltd | SI8.0H-13 | 10 | 50
1229 | BYD | LV Flex | N/A | SMA Australia Pty Ltd | SI8.0H-13 | 11 | 55
1230 | BYD | LV Flex | N/A | SMA Australia Pty Ltd | SI6.0H-13 | 11 | 55
1231 | BYD | LV Flex | N/A | SMA Australia Pty Ltd | SI4.4M-13 | 11 | 55
1232 | BYD | LV Flex | N/A | SMA Australia Pty Ltd | SI6.0H-13 | 12 | 60
1233 | BYD | LV Flex | N/A | SMA Australia Pty Ltd | SI4.4M-13 | 12 | 60
1234 | BYD | LV Flex | N/A | SMA Australia Pty Ltd | SI8.0H-13 | 12 | 60
1235 | BYD | LV Flex | N/A | SMA Australia Pty Ltd | SI4.4M-13 | 13 | 65
1236 | BYD | LV Flex | N/A | SMA Australia Pty Ltd | SI8.0H-13 | 13 | 65
1237 | BYD | LV Flex | N/A | SMA Australia Pty Ltd | SI6.0H-13 | 13 | 65
1238 | BYD | LV Flex | N/A | SMA Australia Pty Ltd | SI4.4M-13 | 14 | 70
1239 | BYD | LV Flex | N/A | SMA Australia Pty Ltd | SI6.0H-13 | 14 | 70
1240 | BYD | LV Flex | N/A | SMA Australia Pty Ltd | SI8.0H-13 | 14 | 70
1241 | BYD | LV Flex | N/A | SMA Australia Pty Ltd | SI8.0H-13 | 15 | 75
1242 | BYD | LV Flex | N/A | SMA Australia Pty Ltd | SI4.4M-13 | 15 | 75
1243 | BYD | LV Flex | N/A | SMA Australia Pty Ltd | SI6.0H-13 | 15 | 75
1244 | BYD | LV Flex | N/A | SMA Australia Pty Ltd | SI8.0H-13 | 16 | 80
1245 | BYD | LV Flex | N/A | SMA Australia Pty Ltd | SI6.0H-13 | 16 | 80
1246 | BYD | LV Flex | N/A | SMA Australia Pty Ltd | SI4.4M-13 | 16 | 80
1247 | BYD | LV Flex | N/A | SMA Australia Pty Ltd | SI6.0H-13 | 17 | 85
1248 | BYD | LV Flex | N/A | SMA Australia Pty Ltd | SI8.0H-13 | 17 | 85
1249 | BYD | LV Flex | N/A | SMA Australia Pty Ltd | SI4.4M-13 | 17 | 85
1250 | BYD | LV Flex | N/A | SMA Australia Pty Ltd | SI8.0H-13 | 18 | 90
1251 | BYD | LV Flex | N/A | SMA Australia Pty Ltd | SI6.0H-13 | 18 | 90
1252 | BYD | LV Flex | N/A | SMA Australia Pty Ltd | SI4.4M-13 | 18 | 90
1253 | BYD | LV Flex | N/A | SMA Australia Pty Ltd | SI6.0H-13 | 19 | 95
1254 | BYD | LV Flex | N/A | SMA Australia Pty Ltd | SI4.4M-13 | 19 | 95
1255 | BYD | LV Flex | N/A | SMA Australia Pty Ltd | SI8.0H-13 | 19 | 95
1256 | BYD | LV Flex | N/A | SMA Australia Pty Ltd | SI8.0H-13 | 20 | 100
1257 | BYD | LV Flex | N/A | SMA Australia Pty Ltd | SI6.0H-13 | 20 | 100
1258 | BYD | LV Flex | N/A | SMA Australia Pty Ltd | SI4.4M-13 | 20 | 100
1259 | BYD | LV Flex | N/A | SMA Australia Pty Ltd | SI6.0H-13 | 21 | 105
1260 | BYD | LV Flex | N/A | SMA Australia Pty Ltd | SI4.4M-13 | 21 | 105
1261 | BYD | LV Flex | N/A | SMA Australia Pty Ltd | SI8.0H-13 | 21 | 105
1262 | BYD | LV Flex | N/A | SMA Australia Pty Ltd | SI8.0H-13 | 22 | 110
1263 | BYD | LV Flex | N/A | SMA Australia Pty Ltd | SI4.4M-13 | 22 | 110
1264 | BYD | LV Flex | N/A | SMA Australia Pty Ltd | SI6.0H-13 | 22 | 110
1265 | BYD | LV Flex | N/A | SMA Australia Pty Ltd | SI4.4M-13 | 23 | 115
1266 | BYD | LV Flex | N/A | SMA Australia Pty Ltd | SI6.0H-13 | 23 | 115
1267 | BYD | LV Flex | N/A | SMA Australia Pty Ltd | SI8.0H-13 | 23 | 115
1268 | BYD | LV Flex | N/A | SMA Australia Pty Ltd | SI6.0H-13 | 24 | 120
1269 | BYD | LV Flex | N/A | SMA Australia Pty Ltd | SI4.4M-13 | 24 | 120
1270 | BYD | LV Flex | N/A | SMA Australia Pty Ltd | SI8.0H-13 | 24 | 120
1271 | BYD | LV Flex | N/A | SMA Australia Pty Ltd | SI4.4M-13 | 25 | 125
1272 | BYD | LV Flex | N/A | SMA Australia Pty Ltd | SI6.0H-13 | 25 | 125
1273 | BYD | LV Flex | N/A | SMA Australia Pty Ltd | SI8.0H-13 | 25 | 125
1274 | BYD | LV Flex | N/A | SMA Australia Pty Ltd | SI6.0H-13 | 26 | 130
1275 | BYD | LV Flex | N/A | SMA Australia Pty Ltd | SI8.0H-13 | 26 | 130
1276 | BYD | LV Flex | N/A | SMA Australia Pty Ltd | SI4.4M-13 | 26 | 130
1277 | BYD | LV Flex | N/A | SMA Australia Pty Ltd | SI6.0H-13 | 27 | 135
1278 | BYD | LV Flex | N/A | SMA Australia Pty Ltd | SI8.0H-13 | 27 | 135
1279 | BYD | LV Flex | N/A | SMA Australia Pty Ltd | SI4.4M-13 | 27 | 135
1280 | BYD | LV Flex | N/A | SMA Australia Pty Ltd | SI6.0H-13 | 28 | 140
1281 | BYD | LV Flex | N/A | SMA Australia Pty Ltd | SI4.4M-13 | 28 | 140
1282 | BYD | LV Flex | N/A | SMA Australia Pty Ltd | SI8.0H-13 | 28 | 140
1283 | BYD | LV Flex | N/A | SMA Australia Pty Ltd | SI6.0H-13 | 29 | 145
1284 | BYD | LV Flex | N/A | SMA Australia Pty Ltd | SI8.0H-13 | 29 | 145
1285 | BYD | LV Flex | N/A | SMA Australia Pty Ltd | SI4.4M-13 | 29 | 145
1286 | BYD | LV Flex | N/A | SMA Australia Pty Ltd | SI4.4M-13 | 30 | 150
1287 | BYD | LV Flex | N/A | SMA Australia Pty Ltd | SI6.0H-13 | 30 | 150
1288 | BYD | LV Flex | N/A | SMA Australia Pty Ltd | SI8.0H-13 | 30 | 150
1289 | BYD | LV Flex | N/A | SMA Australia Pty Ltd | SI4.4M-13 | 31 | 155
1290 | BYD | LV Flex | N/A | SMA Australia Pty Ltd | SI8.0H-13 | 31 | 155
1291 | BYD | LV Flex | N/A | SMA Australia Pty Ltd | SI6.0H-13 | 31 | 155
1292 | BYD | LV Flex | N/A | SMA Australia Pty Ltd | SI8.0H-13 | 32 | 160
1293 | BYD | LV Flex | N/A | SMA Australia Pty Ltd | SI6.0H-13 | 32 | 160
1294 | BYD | LV Flex | N/A | SMA Australia Pty Ltd | SI4.4M-13 | 32 | 160
1295 | BYD | LV Flex | N/A | SMA Australia Pty Ltd | SI6.0H-13 | 33 | 165
1296 | BYD | LV Flex | N/A | SMA Australia Pty Ltd | SI8.0H-13 | 33 | 165
1297 | BYD | LV Flex | N/A | SMA Australia Pty Ltd | SI4.4M-13 | 33 | 165
1298 | BYD | LV Flex | N/A | SMA Australia Pty Ltd | SI8.0H-13 | 34 | 170
1299 | BYD | LV Flex | N/A | SMA Australia Pty Ltd | SI6.0H-13 | 34 | 170
1300 | BYD | LV Flex | N/A | SMA Australia Pty Ltd | SI4.4M-13 | 34 | 170
1301 | BYD | LV Flex | N/A | SMA Australia Pty Ltd | SI8.0H-13 | 35 | 175
1302 | BYD | LV Flex | N/A | SMA Australia Pty Ltd | SI6.0H-13 | 35 | 175
1303 | BYD | LV Flex | N/A | SMA Australia Pty Ltd | SI4.4M-13 | 35 | 175
1304 | BYD | LV Flex | N/A | SMA Australia Pty Ltd | SI6.0H-13 | 36 | 180
1305 | BYD | LV Flex | N/A | SMA Australia Pty Ltd | SI8.0H-13 | 36 | 180
1306 | BYD | LV Flex | N/A | SMA Australia Pty Ltd | SI4.4M-13 | 36 | 180
1307 | BYD | LV Flex | N/A | SMA Australia Pty Ltd | SI6.0H-13 | 37 | 185
1308 | BYD | LV Flex | N/A | SMA Australia Pty Ltd | SI8.0H-13 | 37 | 185
1309 | BYD | LV Flex | N/A | SMA Australia Pty Ltd | SI4.4M-13 | 37 | 185
1310 | BYD | LV Flex | N/A | SMA Australia Pty Ltd | SI4.4M-13 | 38 | 190
1311 | BYD | LV Flex | N/A | SMA Australia Pty Ltd | SI8.0H-13 | 38 | 190
1312 | BYD | LV Flex | N/A | SMA Australia Pty Ltd | SI6.0H-13 | 38 | 190
1313 | BYD | LV Flex | N/A | SMA Australia Pty Ltd | SI6.0H-13 | 39 | 195
1314 | BYD | LV Flex | N/A | SMA Australia Pty Ltd | SI4.4M-13 | 39 | 195
1315 | BYD | LV Flex | N/A | SMA Australia Pty Ltd | SI8.0H-13 | 39 | 195
1316 | BYD | LV Flex | N/A | SMA Australia Pty Ltd | SI8.0H-13 | 40 | 200
1317 | BYD | LV Flex | N/A | SMA Australia Pty Ltd | SI6.0H-13 | 40 | 200
1318 | BYD | LV Flex | N/A | SMA Australia Pty Ltd | SI4.4M-13 | 40 | 200
1319 | BYD | LV Flex | N/A | SMA Australia Pty Ltd | SI6.0H-13 | 41 | 205
1320 | BYD | LV Flex | N/A | SMA Australia Pty Ltd | SI8.0H-13 | 41 | 205
1321 | BYD | LV Flex | N/A | SMA Australia Pty Ltd | SI4.4M-13 | 41 | 205
1322 | BYD | LV Flex | N/A | SMA Australia Pty Ltd | SI4.4M-13 | 42 | 210
1323 | BYD | LV Flex | N/A | SMA Australia Pty Ltd | SI6.0H-13 | 42 | 210
1324 | BYD | LV Flex | N/A | SMA Australia Pty Ltd | SI8.0H-13 | 42 | 210
1325 | BYD | LV Flex | N/A | SMA Australia Pty Ltd | SI6.0H-13 | 43 | 215
1326 | BYD | LV Flex | N/A | SMA Australia Pty Ltd | SI8.0H-13 | 43 | 215
1327 | BYD | LV Flex | N/A | SMA Australia Pty Ltd | SI4.4M-13 | 43 | 215
1328 | BYD | LV Flex | N/A | SMA Australia Pty Ltd | SI8.0H-13 | 44 | 220
1329 | BYD | LV Flex | N/A | SMA Australia Pty Ltd | SI6.0H-13 | 44 | 220
1330 | BYD | LV Flex | N/A | SMA Australia Pty Ltd | SI4.4M-13 | 44 | 220
1331 | BYD | LV Flex | N/A | SMA Australia Pty Ltd | SI6.0H-13 | 45 | 225
1332 | BYD | LV Flex | N/A | SMA Australia Pty Ltd | SI4.4M-13 | 45 | 225
1333 | BYD | LV Flex | N/A | SMA Australia Pty Ltd | SI8.0H-13 | 45 | 225
1334 | BYD | LV Flex | N/A | SMA Australia Pty Ltd | SI6.0H-13 | 46 | 230
1335 | BYD | LV Flex | N/A | SMA Australia Pty Ltd | SI8.0H-13 | 46 | 230
1336 | BYD | LV Flex | N/A | SMA Australia Pty Ltd | SI4.4M-13 | 46 | 230
1337 | BYD | LV Flex | N/A | SMA Australia Pty Ltd | SI4.4M-13 | 47 | 235
1338 | BYD | LV Flex | N/A | SMA Australia Pty Ltd | SI6.0H-13 | 47 | 235
1339 | BYD | LV Flex | N/A | SMA Australia Pty Ltd | SI8.0H-13 | 47 | 235
1340 | BYD | LV Flex | N/A | SMA Australia Pty Ltd | SI4.4M-13 | 48 | 240
1341 | BYD | LV Flex | N/A | SMA Australia Pty Ltd | SI6.0H-13 | 48 | 240
1342 | BYD | LV Flex | N/A | SMA Australia Pty Ltd | SI8.0H-13 | 48 | 240
1343 | BYD | LV Flex | N/A | SMA Australia Pty Ltd | SI4.4M-13 | 49 | 245
1344 | BYD | LV Flex | N/A | SMA Australia Pty Ltd | SI8.0H-13 | 49 | 245
1345 | BYD | LV Flex | N/A | SMA Australia Pty Ltd | SI6.0H-13 | 49 | 245
1346 | BYD | LV Flex | N/A | SMA Australia Pty Ltd | SI4.4M-13 | 50 | 250
1347 | BYD | LV Flex | N/A | SMA Australia Pty Ltd | SI6.0H-13 | 50 | 250
1348 | BYD | LV Flex | N/A | SMA Australia Pty Ltd | SI8.0H-13 | 50 | 250
1349 | BYD | LV Flex | N/A | SMA Australia Pty Ltd | SI8.0H-13 | 51 | 255
1350 | BYD | LV Flex | N/A | SMA Australia Pty Ltd | SI4.4M-13 | 51 | 255
1351 | BYD | LV Flex | N/A | SMA Australia Pty Ltd | SI6.0H-13 | 51 | 255
1352 | BYD | LV Flex | N/A | SMA Australia Pty Ltd | SI8.0H-13 | 52 | 260
1353 | BYD | LV Flex | N/A | SMA Australia Pty Ltd | SI4.4M-13 | 52 | 260
1354 | BYD | LV Flex | N/A | SMA Australia Pty Ltd | SI6.0H-13 | 52 | 260
1355 | BYD | LV Flex | N/A | SMA Australia Pty Ltd | SI8.0H-13 | 53 | 265
1356 | BYD | LV Flex | N/A | SMA Australia Pty Ltd | SI4.4M-13 | 53 | 265
1357 | BYD | LV Flex | N/A | SMA Australia Pty Ltd | SI6.0H-13 | 53 | 265
1358 | BYD | LV Flex | N/A | SMA Australia Pty Ltd | SI4.4M-13 | 54 | 270
1359 | BYD | LV Flex | N/A | SMA Australia Pty Ltd | SI6.0H-13 | 54 | 270
1360 | BYD | LV Flex | N/A | SMA Australia Pty Ltd | SI8.0H-13 | 54 | 270
1361 | BYD | LV Flex | N/A | SMA Australia Pty Ltd | SI6.0H-13 | 55 | 275
1362 | BYD | LV Flex | N/A | SMA Australia Pty Ltd | SI4.4M-13 | 55 | 275
1363 | BYD | LV Flex | N/A | SMA Australia Pty Ltd | SI8.0H-13 | 55 | 275
1364 | BYD | LV Flex | N/A | SMA Australia Pty Ltd | SI6.0H-13 | 56 | 280
1365 | BYD | LV Flex | N/A | SMA Australia Pty Ltd | SI8.0H-13 | 56 | 280
1366 | BYD | LV Flex | N/A | SMA Australia Pty Ltd | SI4.4M-13 | 56 | 280
1367 | BYD | LV Flex | N/A | SMA Australia Pty Ltd | SI4.4M-13 | 57 | 285
1368 | BYD | LV Flex | N/A | SMA Australia Pty Ltd | SI8.0H-13 | 57 | 285
1369 | BYD | LV Flex | N/A | SMA Australia Pty Ltd | SI6.0H-13 | 57 | 285
1370 | BYD | LV Flex | N/A | SMA Australia Pty Ltd | SI4.4M-13 | 58 | 290
1371 | BYD | LV Flex | N/A | SMA Australia Pty Ltd | SI6.0H-13 | 58 | 290
1372 | BYD | LV Flex | N/A | SMA Australia Pty Ltd | SI8.0H-13 | 58 | 290
1373 | BYD | LV Flex | N/A | SMA Australia Pty Ltd | SI4.4M-13 | 59 | 295
1374 | BYD | LV Flex | N/A | SMA Australia Pty Ltd | SI6.0H-13 | 59 | 295
1375 | BYD | LV Flex | N/A | SMA Australia Pty Ltd | SI8.0H-13 | 59 | 295
1376 | BYD | LV Flex | N/A | SMA Australia Pty Ltd | SI4.4M-13 | 60 | 300
1377 | BYD | LV Flex | N/A | SMA Australia Pty Ltd | SI8.0H-13 | 60 | 300
1378 | BYD | LV Flex | N/A | SMA Australia Pty Ltd | SI6.0H-13 | 60 | 300
1379 | BYD | LV Flex | N/A | SMA Australia Pty Ltd | SI4.4M-13 | 61 | 305
1380 | BYD | LV Flex | N/A | SMA Australia Pty Ltd | SI8.0H-13 | 61 | 305
1381 | BYD | LV Flex | N/A | SMA Australia Pty Ltd | SI6.0H-13 | 61 | 305
1382 | BYD | LV Flex | N/A | SMA Australia Pty Ltd | SI6.0H-13 | 62 | 310
1383 | BYD | LV Flex | N/A | SMA Australia Pty Ltd | SI4.4M-13 | 62 | 310
1384 | BYD | LV Flex | N/A | SMA Australia Pty Ltd | SI8.0H-13 | 62 | 310
1385 | BYD | LV Flex | N/A | SMA Australia Pty Ltd | SI6.0H-13 | 63 | 315
1386 | BYD | LV Flex | N/A | SMA Australia Pty Ltd | SI4.4M-13 | 63 | 315
1387 | BYD | LV Flex | N/A | SMA Australia Pty Ltd | SI8.0H-13 | 63 | 315
1388 | BYD | LV Flex | N/A | SMA Australia Pty Ltd | SI6.0H-13 | 64 | 320
1389 | BYD | LV Flex | N/A | SMA Australia Pty Ltd | SI4.4M-13 | 64 | 320
1390 | BYD | LV Flex | N/A | SMA Australia Pty Ltd | SI8.0H-13 | 64 | 320
1391 | BYD | Battery-Box L 7(Au) | N/A | Selectronic | SPMC481-AU | 1 | 7
1392 | BYD | B-Box L 7(Au) | N/A | Selectronic | SPMC481-AU | 1 | 7
1393 | BYD | Battery-Box L 7(Au) | N/A | Selectronic | SPMC482-AU | 1 | 7
1394 | BYD | B-Box L 7(Au) | N/A | Selectronic | SPMC482-AU | 1 | 7
1395 | BYD | LVS 8.0 | N/A | Selectronic | SPMC480-AU | 1 | 8
1396 | BYD | LVS 8.0 | N/A | Selectronic | SPMC482-AU | 1 | 8
1397 | BYD | LVS 8.0 | N/A | Selectronic | SPMC480-AU | 1 | 8
1398 | BYD | LVS 8.0 | N/A | Selectronic | SPMC482-AU | 1 | 8
1399 | BYD | LVS 8.0 | N/A | Selectronic | SPMC481-AU | 1 | 8
1400 | BYD | LVS 8.0 | N/A | Selectronic | SPMC481-AU | 1 | 8
1401 | BYD | Battery-Box L 10.5(Au) | N/A | Selectronic | SPMC481-AU | 1 | 10.5
1402 | BYD | Battery-Box L 10.5(Au) | N/A | Selectronic | SPMC482-AU | 1 | 10.5
1403 | BYD | B-Box L 10.5(Au) | N/A | Selectronic | SPMC481-AU | 1 | 10.5
1404 | BYD | B-Box L 10.5(Au) | N/A | Selectronic | SPMC482-AU | 1 | 10.5
1405 | BYD | LVS 12.0 | N/A | Selectronic | SPMC482-AU | 1 | 12
1406 | BYD | LVS 12.0 | N/A | Selectronic | SPMC480-AU | 1 | 12
1407 | BYD | LVS 12.0 | N/A | Selectronic | SPMC480-AU | 1 | 12
1408 | BYD | LVS 12.0 | N/A | Selectronic | SPMC481-AU | 1 | 12
1409 | BYD | LVS 12.0 | N/A | Selectronic | SPMC481-AU | 1 | 12
1410 | BYD | LVS 12.0 | N/A | Selectronic | SPMC482-AU | 1 | 12
1411 | BYD | B-Box L 14(Au) | N/A | Selectronic | SPMC482-AU | 1 | 14
1412 | BYD | Battery-Box L 14(Au) | N/A | Selectronic | SPMC482-AU | 1 | 14
1413 | BYD | B-Box L 14(Au) | N/A | Selectronic | SPMC481-AU | 1 | 14
1414 | BYD | Battery-Box L 14(Au) | N/A | Selectronic | SPMC481-AU | 1 | 14
1415 | BYD | Battery-Box Premium LVL 15.4 | N/A | Selectronic | SPMC482-AU | 1 | 15.4
1416 | BYD | Battery-Box Premium LVL 15.4 | N/A | Selectronic | SPMC481-AU | 1 | 15.4
1417 | BYD | Battery-Box Premium LVL 15.4 | N/A | Selectronic | SPMC480-AU | 1 | 15.4
1418 | BYD | Battery-Box Premium LVL 15.4 | N/A | Selectronic | SPMC482-AU | 1 | 15.4
1419 | BYD | Battery-Box Premium LVL 15.4 | N/A | Selectronic | SPMC480-AU | 1 | 15.4
1420 | BYD | Battery-Box Premium LVL 15.4 | N/A | Selectronic | SPMC481-AU | 1 | 15.4
1421 | BYD | LVS 16.0 | N/A | Selectronic | SPMC481-AU | 1 | 16
1422 | BYD | LVS 16.0 | N/A | Selectronic | SPMC482-AU | 1 | 16
1423 | BYD | LVS 16.0 | N/A | Selectronic | SPMC482-AU | 1 | 16
1424 | BYD | LVS 16.0 | N/A | Selectronic | SPMC480-AU | 1 | 16
1425 | BYD | LVS 16.0 | N/A | Selectronic | SPMC480-AU | 1 | 16
1426 | BYD | LVS 16.0 | N/A | Selectronic | SPMC481-AU | 1 | 16
1427 | BYD | LVS 20.0 | N/A | Selectronic | SPMC482-AU | 1 | 20
1428 | BYD | LVS 20.0 | N/A | Selectronic | SPMC481-AU | 1 | 20
1429 | BYD | LVS 20.0 | N/A | Selectronic | SPMC480-AU | 1 | 20
1430 | BYD | LVS 20.0 | N/A | Selectronic | SPMC482-AU | 1 | 20
1431 | BYD | LVS 20.0 | N/A | Selectronic | SPMC481-AU | 1 | 20
1432 | BYD | LVS 20.0 | N/A | Selectronic | SPMC480-AU | 1 | 20
1433 | BYD | LVS 24.0 | N/A | Selectronic | SPMC480-AU | 1 | 24
1434 | BYD | LVS 24.0 | N/A | Selectronic | SPMC482-AU | 1 | 24
1435 | BYD | LVS 24.0 | N/A | Selectronic | SPMC480-AU | 1 | 24
1436 | BYD | LVS 24.0 | N/A | Selectronic | SPMC481-AU | 1 | 24
1437 | BYD | LVS 24.0 | N/A | Selectronic | SPMC481-AU | 1 | 24
1438 | BYD | LVS 24.0 | N/A | Selectronic | SPMC482-AU | 1 | 24
1439 | BYD | LVS 8.0 | N/A | Sungrow | SH5K-30 | 1 | 8
1440 | BYD | LVS 8.0 | N/A | Sungrow | SH5K-30 | 1 | 8
1441 | BYD | HVM 11.0 | N/A | Sungrow | SH10RT | 1 | 11
1442 | BYD | HVM 11.0 | N/A | Sungrow | SH5.0RT | 1 | 11
1443 | BYD | Battery-Box Premium HVM 11.0/11.04kWh | N/A | Sungrow | SH10RT | 1 | 11.04
1444 | BYD | Battery-Box Premium HVM 11.0/11.04kWh | N/A | Sungrow | SH5.0RT | 1 | 11.04
1445 | BYD | LVS 12.0 | N/A | Sungrow | SH5K-30 | 1 | 12
1446 | BYD | LVS 12.0 | N/A | Sungrow | SH5K-30 | 1 | 12
1447 | BYD | Battery-Box Premium HVM 13.8/13.8kWh | N/A | Sungrow | SH10RT | 1 | 13.8
1448 | BYD | HVM 13.8 | N/A | Sungrow | SH10RT | 1 | 13.8
1449 | BYD | Battery-Box Premium HVM 13.8/13.8kWh | N/A | Sungrow | SH5.0RT | 1 | 13.8
1450 | BYD | HVM 13.8 | N/A | Sungrow | SH5.0RT | 1 | 13.8
1451 | BYD | LVS 16.0 | N/A | Sungrow | SH5K-30 | 1 | 16
1452 | BYD | LVS 16.0 | N/A | Sungrow | SH5K-30 | 1 | 16
1453 | BYD | Battery-Box Premium HVM 16.6/16.54kWh | N/A | Sungrow | SH5.0RT | 1 | 16.56
1454 | BYD | Battery-Box Premium HVM 16.6/16.54kWh | N/A | Sungrow | SH10RT | 1 | 16.56
1455 | BYD | HVM 16.6 | N/A | Sungrow | SH10RT | 1 | 16.6
1456 | BYD | HVM 16.6 | N/A | Sungrow | SH5.0RT | 1 | 16.6
1457 | BYD | HVM 19.3 | N/A | Sungrow | SH10RT | 1 | 19.3
1458 | BYD | HVM 19.3 | N/A | Sungrow | SH5.0RT | 1 | 19.3
1459 | BYD | Battery-Box Premium HVM 19.3/19.32kWh | N/A | Sungrow | SH5.0RT | 1 | 19.32
1460 | BYD | Battery-Box Premium HVM 19.3/19.32kWh | N/A | Sungrow | SH10RT | 1 | 19.32
1461 | BYD | LVS 20.0 | N/A | Sungrow | SH5K-30 | 1 | 20
1462 | BYD | LVS 20.0 | N/A | Sungrow | SH5K-30 | 1 | 20
1463 | BYD | HVM 11.0 | N/A | Sungrow | SH10RT | 2 | 22
1464 | BYD | HVM 11.0 | N/A | Sungrow | SH5.0RT | 2 | 22
1465 | BYD | Battery-Box Premium HVM 11.0/11.04kWh | N/A | Sungrow | SH10RT | 2 | 22.08
1466 | BYD | Battery-Box Premium HVM 22.1/22.08kWh | N/A | Sungrow | SH10RT | 1 | 22.08
1467 | BYD | Battery-Box Premium HVM 11.0/11.04kWh | N/A | Sungrow | SH5.0RT | 2 | 22.08
1468 | BYD | Battery-Box Premium HVM 22.1/22.08kWh | N/A | Sungrow | SH5.0RT | 1 | 22.08
1469 | BYD | HVM 22.1 | N/A | Sungrow | SH5.0RT | 1 | 22.1
1470 | BYD | HVM 22.1 | N/A | Sungrow | SH10RT | 1 | 22.1
1471 | BYD | LVS 24.0 | N/A | Sungrow | SH5K-30 | 1 | 24
1472 | BYD | LVS 24.0 | N/A | Sungrow | SH5K-30 | 1 | 24
1473 | BYD | Battery-Box Premium HVM 13.8/13.8kWh | N/A | Sungrow | SH10RT | 2 | 27.6
1474 | BYD | HVM 13.8 | N/A | Sungrow | SH5.0RT | 2 | 27.6
1475 | BYD | HVM 13.8 | N/A | Sungrow | SH10RT | 2 | 27.6
1476 | BYD | Battery-Box Premium HVM 13.8/13.8kWh | N/A | Sungrow | SH5.0RT | 2 | 27.6
1477 | BYD | Battery-Box Premium HVM 16.6/16.54kWh | N/A | Sungrow | SH10RT | 2 | 33.12
1478 | BYD | Battery-Box Premium HVM 16.6/16.54kWh | N/A | Sungrow | SH5.0RT | 2 | 33.12
1479 | BYD | HVM 16.6 | N/A | Sungrow | SH10RT | 2 | 33.2
1480 | BYD | HVM 16.6 | N/A | Sungrow | SH5.0RT | 2 | 33.2
1481 | BYD | HVM 19.3 | N/A | Sungrow | SH5.0RT | 2 | 38.6
1482 | BYD | HVM 19.3 | N/A | Sungrow | SH10RT | 2 | 38.6
1483 | BYD | Battery-Box Premium HVM 19.3/19.32kWh | N/A | Sungrow | SH5.0RT | 2 | 38.64
1484 | BYD | Battery-Box Premium HVM 19.3/19.32kWh | N/A | Sungrow | SH10RT | 2 | 38.64
1485 | BYD | Battery-Box Premium HVM 22.1/22.08kWh | N/A | Sungrow | SH5.0RT | 2 | 44.16
1486 | BYD | Battery-Box Premium HVM 22.1/22.08kWh | N/A | Sungrow | SH10RT | 2 | 44.16
1487 | BYD | HVM 22.1 | N/A | Sungrow | SH10RT | 2 | 44.2
1488 | BYD | HVM 22.1 | N/A | Sungrow | SH5.0RT | 2 | 44.2
1489 | Delta Electronics | N/A | BX6.3_AC101 | N/A | N/A | 1 | 6.3
1490 | Delta Electronics | N/A | BX6.3_AC100 | N/A | N/A | 1 | 6.3
1491 | Dyness | PowerBox F-7.5 | N/A | GoodWe | GW5000S-BP | 1 | 6.5
1492 | Dyness | B4850 | N/A | GoodWe | GW5000S-BP | 3 | 6.6
1493 | Dyness | PowerBox F-10 | N/A | GoodWe | GW5000S-BP | 1 | 8.6
1494 | Dyness | B4850 | N/A | GoodWe | GW5000S-BP | 4 | 8.8
1495 | Dyness | B4850 | N/A | GoodWe | GW5000S-BP | 5 | 11
1496 | ECACTUS | N/A | WH-SPHA5.0H-10.24kWh | N/A | N/A | 1 | 9.22
1497 | ECACTUS | N/A | WH-SPHA6.0H-10.24kWh | N/A | N/A | 1 | 9.22
1498 | ECACTUS | N/A | WH-SPHA3.6H-10.24kWh | N/A | N/A | 1 | 9.22
1499 | ENPHASE | N/A | B05-T02-ROW00-1-2 | N/A | N/A | 2 | 10
1500 | ENPHASE | N/A | B05-T02-ROW00-1-2 | N/A | N/A | 3 | 15
1501 | ENPHASE | N/A | B05-T02-ROW00-1-2 | N/A | N/A | 4 | 20
1502 | ENPHASE | N/A | B05-T02-ROW00-1-2 | N/A | N/A | 5 | 25
1503 | ENPHASE | N/A | B05-T02-ROW00-1-2 | N/A | N/A | 6 | 30
1504 | ENPHASE | N/A | B05-T02-ROW00-1-2 | N/A | N/A | 7 | 35
1505 | ENPHASE | N/A | B05-T02-ROW00-1-2 | N/A | N/A | 8 | 40
1506 | ESYSUNHOME | ESYSUNHOME 10KWH+ | N/A | ESYSUNHOME | ESYSUNHOME HM6 | 1 | 9.728
1507 | ESYSUNHOME | ESYSUNHOME 15KWH+ | N/A | ESYSUNHOME | ESYSUNHOME HM6 | 1 | 14.592
1508 | ESYSUNHOME | ESYSUNHOME 20KWH+ | N/A | ESYSUNHOME | ESYSUNHOME HM6 | 1 | 19.456
1509 | ESYSUNHOME | ESYSUNHOME 25KWH+ | N/A | ESYSUNHOME | ESYSUNHOME HM6 | 1 | 24.32
1510 | ESYSUNHOME | ESYSUNHOME 30KWH+ | N/A | ESYSUNHOME | ESYSUNHOME HM6 | 1 | 29.184
1511 | EVANTRA | N/A | EVANTRA-5.0HS-10.24KWH (AS4777-2 2020) | N/A | N/A | 1 | 10.24
1512 | EVANTRA | N/A | EVANTRA-6.0HS-10.24KWH (AS4777-2 2020) | N/A | N/A | 1 | 10.24
1513 | EVANTRA | N/A | EVANTRA-3.6HS-10.24KWH (AS4777-2 2020) | N/A | N/A | 1 | 10.24
1514 | EVOLVE | N/A | EVOLVE ESS AU – 13kWh | N/A | N/A | 1 | 12.35
1515 | EVOLVE | N/A | EVOLVE ESS AU – 26kWh | N/A | N/A | 1 | 24.7
1516 | EVOLVE | N/A | EVOLVE ESS AU – 39kWh | N/A | N/A | 1 | 37.05
1517 | Energizer | N/A | HP-6M/1S | N/A | N/A | 1 | 11.6
1518 | Energizer | N/A | HP-6M/2S | N/A | N/A | 1 | 17.4
1519 | Energizer | N/A | HP-6M/3S | N/A | N/A | 1 | 23.2
1520 | Eveready | N/A | Energy Vault AS1-3KS-10.2 | N/A | N/A | 1 | 9.2
1521 | Eveready | N/A | Energy Vault AS1-3KS-15.3 | N/A | N/A | 1 | 13.8
1522 | Eveready | N/A | Energy Vault AS1-3KS-20.4 | N/A | N/A | 1 | 18.4
1523 | FOXESS CO LTD | N/A | AIO-H1-6.0-HVS7.8 | N/A | N/A | 3 | 7.02
1524 | FOXESS CO LTD | N/A | AIO-H1-5.0-HVS7.8 | N/A | N/A | 3 | 7.02
1525 | FOXESS CO LTD | N/A | AIO-AC1-5.0-HVS7.8 | N/A | N/A | 3 | 7.02
1526 | FOXESS CO LTD | N/A | AIO-AC1-6.0-HVS7.8 | N/A | N/A | 3 | 7.02
1527 | FOXESS CO LTD | N/A | AIO-H1-6.0-HVS10.4 | N/A | N/A | 4 | 9.36
1528 | FOXESS CO LTD | N/A | AIO-H1-5.0-HVS10.4 | N/A | N/A | 4 | 9.36
1529 | FOXESS CO LTD | N/A | AIO-AC1-5.0-HVS10.4 | N/A | N/A | 4 | 9.36
1530 | FOXESS CO LTD | N/A | AIO-AC1-6.0-HVS10.4 | N/A | N/A | 4 | 9.36
1531 | FRANKLINWH | N/A | aPower X-01-AU | N/A | N/A | 1 | 13.6
1532 | GIVENERGY | N/A | GIV-AIO-13.5-5.0 + Backup | N/A | N/A | 1 | 13.5
1533 | GIVENERGY | N/A | GIV-AIO-13.5-4.6 | N/A | N/A | 1 | 13.5
1534 | GIVENERGY | N/A | GIV-AIO-13.5 + Backup | N/A | N/A | 1 | 13.5
1535 | GIVENERGY | N/A | GIV-AIO-13.5-3.6 + Backup | N/A | N/A | 1 | 13.5
1536 | GIVENERGY | N/A | GIV-AIO-13.5-4.6 + Backup | N/A | N/A | 1 | 13.5
1537 | GIVENERGY | N/A | GIV-AIO-13.5 | N/A | N/A | 1 | 13.5
1538 | GIVENERGY | N/A | GIV-AIO-13.5-5.0 | N/A | N/A | 1 | 13.5
1539 | GIVENERGY | N/A | GIV-AIO-13.5-3.6 | N/A | N/A | 1 | 13.5
1540 | GREENTEK | GRE-U-P4880-1 | N/A | GoodWe | GW5048C-ES | 2 | 8.192
1541 | GREENTEK | GRE-U-P4880-1 | N/A | GoodWe | GW5000-SBP-20 | 2 | 8.192
1542 | GREENTEK | GRE-U-P4880-1 | N/A | GoodWe | GW6000M-ES-20 | 2 | 8.192
1543 | GREENTEK | GRE-U-P4880-1 | N/A | GoodWe | GW3600-SBP-20 | 2 | 8.192
1544 | GREENTEK | GRE-U-P4880-1 | N/A | GoodWe | GW6000-ES-20 | 2 | 8.192
1545 | GREENTEK | GRE-U-P4880-1 | N/A | GoodWe | GW5048D-ES | 2 | 8.192
1546 | GREENTEK | GRE-U-P4880-1 | N/A | GoodWe | GW3600-ES-20 | 2 | 8.192
1547 | GREENTEK | GRE-U-P4880-1 | N/A | GoodWe | GW3648C-ES | 2 | 8.192
1548 | GREENTEK | GRE-U-P4880-1 | N/A | GoodWe | GW5000-ES-20 | 2 | 8.192
1549 | GREENTEK | GRE-U-P4880-1 | N/A | GoodWe | GW3648D-ES | 2 | 8.192
1550 | GREENTEK | GRE-U-P4880-1 | N/A | GoodWe | GW3600M-ES-20 | 2 | 8.192
1551 | GREENTEK | GRE-U-P4880-1 | N/A | GoodWe | GW6000-SBP-20 | 2 | 8.192
1552 | GREENTEK | GRE-U-P4880-1 | N/A | GoodWe | GW5000M-ES-20 | 2 | 8.192
1553 | GREENTEK | GRE-U-P4880-1 | N/A | GoodWe | GW5000S-BP | 2 | 8.192
1554 | GREENTEK | GRE-U-P4880-1 | N/A | GoodWe | GW3000-ES-20 | 2 | 8.192
1555 | GREENTEK | GRE-U-P4880-1 | N/A | GoodWe | GW6000-ES-20 | 3 | 12.288
1556 | GREENTEK | GRE-U-P4880-1 | N/A | GoodWe | GW6000M-ES-20 | 3 | 12.288
1557 | GREENTEK | GRE-U-P4880-1 | N/A | GoodWe | GW3600M-ES-20 | 3 | 12.288
1558 | GREENTEK | GRE-U-P4880-1 | N/A | GoodWe | GW3600-SBP-20 | 3 | 12.288
1559 | GREENTEK | GRE-U-P4880-1 | N/A | GoodWe | GW5000M-ES-20 | 3 | 12.288
1560 | GREENTEK | GRE-U-P4880-1 | N/A | GoodWe | GW3600-ES-20 | 3 | 12.288
1561 | GREENTEK | GRE-U-P4880-1 | N/A | GoodWe | GW3000-ES-20 | 3 | 12.288
1562 | GREENTEK | GRE-U-P4880-1 | N/A | GoodWe | GW5000-ES-20 | 3 | 12.288
1563 | GREENTEK | GRE-U-P4880-1 | N/A | GoodWe | GW5048C-ES | 3 | 12.288
1564 | GREENTEK | GRE-U-P4880-1 | N/A | GoodWe | GW5000S-BP | 3 | 12.288
1565 | GREENTEK | GRE-U-P4880-1 | N/A | GoodWe | GW3648D-ES | 3 | 12.288
1566 | GREENTEK | GRE-U-P4880-1 | N/A | GoodWe | GW6000-SBP-20 | 3 | 12.288
1567 | GREENTEK | GRE-U-P4880-1 | N/A | GoodWe | GW3648C-ES | 3 | 12.288
1568 | GREENTEK | GRE-U-P4880-1 | N/A | GoodWe | GW5000-SBP-20 | 3 | 12.288
1569 | GREENTEK | GRE-U-P4880-1 | N/A | GoodWe | GW5048D-ES | 3 | 12.288
1570 | GREENTEK | GRE-U-P4880-1 | N/A | GoodWe | GW6000M-ES-20 | 4 | 16.384
1571 | GREENTEK | GRE-U-P4880-1 | N/A | GoodWe | GW3648D-ES | 4 | 16.384
1572 | GREENTEK | GRE-U-P4880-1 | N/A | GoodWe | GW5048C-ES | 4 | 16.384
1573 | GREENTEK | GRE-U-P4880-1 | N/A | GoodWe | GW3600-ES-20 | 4 | 16.384
1574 | GREENTEK | GRE-U-P4880-1 | N/A | GoodWe | GW3600M-ES-20 | 4 | 16.384
1575 | GREENTEK | GRE-U-P4880-1 | N/A | GoodWe | GW3600-SBP-20 | 4 | 16.384
1576 | GREENTEK | GRE-U-P4880-1 | N/A | GoodWe | GW5000-SBP-20 | 4 | 16.384
1577 | GREENTEK | GRE-U-P4880-1 | N/A | GoodWe | GW5000-ES-20 | 4 | 16.384
1578 | GREENTEK | GRE-U-P4880-1 | N/A | GoodWe | GW3648C-ES | 4 | 16.384
1579 | GREENTEK | GRE-U-P4880-1 | N/A | GoodWe | GW5000S-BP | 4 | 16.384
1580 | GREENTEK | GRE-U-P4880-1 | N/A | GoodWe | GW6000-SBP-20 | 4 | 16.384
1581 | GREENTEK | GRE-U-P4880-1 | N/A | GoodWe | GW3000-ES-20 | 4 | 16.384
1582 | GREENTEK | GRE-U-P4880-1 | N/A | GoodWe | GW5000M-ES-20 | 4 | 16.384
1583 | GREENTEK | GRE-U-P4880-1 | N/A | GoodWe | GW6000-ES-20 | 4 | 16.384
1584 | GREENTEK | GRE-U-P4880-1 | N/A | GoodWe | GW5048D-ES | 4 | 16.384
1585 | GREENTEK | GRE-U-P4880-1 | N/A | GoodWe | GW6000-ES-20 | 5 | 20.48
1586 | GREENTEK | GRE-U-P4880-1 | N/A | GoodWe | GW5048C-ES | 5 | 20.48
1587 | GREENTEK | GRE-U-P4880-1 | N/A | GoodWe | GW5000S-BP | 5 | 20.48
1588 | GREENTEK | GRE-U-P4880-1 | N/A | GoodWe | GW5000-ES-20 | 5 | 20.48
1589 | GREENTEK | GRE-U-P4880-1 | N/A | GoodWe | GW3600M-ES-20 | 5 | 20.48
1590 | GREENTEK | GRE-U-P4880-1 | N/A | GoodWe | GW3600-ES-20 | 5 | 20.48
1591 | GREENTEK | GRE-U-P4880-1 | N/A | GoodWe | GW3648D-ES | 5 | 20.48
1592 | GREENTEK | GRE-U-P4880-1 | N/A | GoodWe | GW5048D-ES | 5 | 20.48
1593 | GREENTEK | GRE-U-P4880-1 | N/A | GoodWe | GW3600-SBP-20 | 5 | 20.48
1594 | GREENTEK | GRE-U-P4880-1 | N/A | GoodWe | GW5000-SBP-20 | 5 | 20.48
1595 | GREENTEK | GRE-U-P4880-1 | N/A | GoodWe | GW3648C-ES | 5 | 20.48
1596 | GREENTEK | GRE-U-P4880-1 | N/A | GoodWe | GW3000-ES-20 | 5 | 20.48
1597 | GREENTEK | GRE-U-P4880-1 | N/A | GoodWe | GW6000-SBP-20 | 5 | 20.48
1598 | GREENTEK | GRE-U-P4880-1 | N/A | GoodWe | GW6000M-ES-20 | 5 | 20.48
1599 | GREENTEK | GRE-U-P4880-1 | N/A | GoodWe | GW5000M-ES-20 | 5 | 20.48
1600 | GREENTEK | GRE-U-P4880-1 | N/A | GoodWe | GW3648D-ES | 6 | 24.576
1601 | GREENTEK | GRE-U-P4880-1 | N/A | GoodWe | GW5048D-ES | 6 | 24.576
1602 | GREENTEK | GRE-U-P4880-1 | N/A | GoodWe | GW5000S-BP | 6 | 24.576
1603 | GREENTEK | GRE-U-P4880-1 | N/A | GoodWe | GW5000-SBP-20 | 6 | 24.576
1604 | GREENTEK | GRE-U-P4880-1 | N/A | GoodWe | GW5048C-ES | 6 | 24.576
1605 | GREENTEK | GRE-U-P4880-1 | N/A | GoodWe | GW3600M-ES-20 | 6 | 24.576
1606 | GREENTEK | GRE-U-P4880-1 | N/A | GoodWe | GW6000-SBP-20 | 6 | 24.576
1607 | GREENTEK | GRE-U-P4880-1 | N/A | GoodWe | GW3000-ES-20 | 6 | 24.576
1608 | GREENTEK | GRE-U-P4880-1 | N/A | GoodWe | GW3600-SBP-20 | 6 | 24.576
1609 | GREENTEK | GRE-U-P4880-1 | N/A | GoodWe | GW3600-ES-20 | 6 | 24.576
1610 | GREENTEK | GRE-U-P4880-1 | N/A | GoodWe | GW6000M-ES-20 | 6 | 24.576
1611 | GREENTEK | GRE-U-P4880-1 | N/A | GoodWe | GW5000-ES-20 | 6 | 24.576
1612 | GREENTEK | GRE-U-P4880-1 | N/A | GoodWe | GW3648C-ES | 6 | 24.576
1613 | GREENTEK | GRE-U-P4880-1 | N/A | GoodWe | GW5000M-ES-20 | 6 | 24.576
1614 | GREENTEK | GRE-U-P4880-1 | N/A | GoodWe | GW6000-ES-20 | 6 | 24.576
1615 | GREENTEK | GRE-U-P4880-1 | N/A | GoodWe | GW6000-ES-20 | 7 | 28.672
1616 | GREENTEK | GRE-U-P4880-1 | N/A | GoodWe | GW5000-ES-20 | 7 | 28.672
1617 | GREENTEK | GRE-U-P4880-1 | N/A | GoodWe | GW3600-SBP-20 | 7 | 28.672
1618 | GREENTEK | GRE-U-P4880-1 | N/A | GoodWe | GW3000-ES-20 | 7 | 28.672
1619 | GREENTEK | GRE-U-P4880-1 | N/A | GoodWe | GW3600M-ES-20 | 7 | 28.672
1620 | GREENTEK | GRE-U-P4880-1 | N/A | GoodWe | GW5000M-ES-20 | 7 | 28.672
1621 | GREENTEK | GRE-U-P4880-1 | N/A | GoodWe | GW5000-SBP-20 | 7 | 28.672
1622 | GREENTEK | GRE-U-P4880-1 | N/A | GoodWe | GW3648D-ES | 7 | 28.672
1623 | GREENTEK | GRE-U-P4880-1 | N/A | GoodWe | GW3648C-ES | 7 | 28.672
1624 | GREENTEK | GRE-U-P4880-1 | N/A | GoodWe | GW5000S-BP | 7 | 28.672
1625 | GREENTEK | GRE-U-P4880-1 | N/A | GoodWe | GW5048C-ES | 7 | 28.672
1626 | GREENTEK | GRE-U-P4880-1 | N/A | GoodWe | GW3600-ES-20 | 7 | 28.672
1627 | GREENTEK | GRE-U-P4880-1 | N/A | GoodWe | GW6000M-ES-20 | 7 | 28.672
1628 | GREENTEK | GRE-U-P4880-1 | N/A | GoodWe | GW5048D-ES | 7 | 28.672
1629 | GREENTEK | GRE-U-P4880-1 | N/A | GoodWe | GW6000-SBP-20 | 7 | 28.672
1630 | GREENTEK | GRE-U-P4880-1 | N/A | GoodWe | GW3600M-ES-20 | 8 | 32.768
1631 | GREENTEK | GRE-U-P4880-1 | N/A | GoodWe | GW3600-ES-20 | 8 | 32.768
1632 | GREENTEK | GRE-U-P4880-1 | N/A | GoodWe | GW6000-SBP-20 | 8 | 32.768
1633 | GREENTEK | GRE-U-P4880-1 | N/A | GoodWe | GW5048C-ES | 8 | 32.768
1634 | GREENTEK | GRE-U-P4880-1 | N/A | GoodWe | GW5000M-ES-20 | 8 | 32.768
1635 | GREENTEK | GRE-U-P4880-1 | N/A | GoodWe | GW6000-ES-20 | 8 | 32.768
1636 | GREENTEK | GRE-U-P4880-1 | N/A | GoodWe | GW6000M-ES-20 | 8 | 32.768
1637 | GREENTEK | GRE-U-P4880-1 | N/A | GoodWe | GW5048D-ES | 8 | 32.768
1638 | GREENTEK | GRE-U-P4880-1 | N/A | GoodWe | GW3600-SBP-20 | 8 | 32.768
1639 | GREENTEK | GRE-U-P4880-1 | N/A | GoodWe | GW3000-ES-20 | 8 | 32.768
1640 | GREENTEK | GRE-U-P4880-1 | N/A | GoodWe | GW5000-ES-20 | 8 | 32.768
1641 | GREENTEK | GRE-U-P4880-1 | N/A | GoodWe | GW3648D-ES | 8 | 32.768
1642 | GREENTEK | GRE-U-P4880-1 | N/A | GoodWe | GW3648C-ES | 8 | 32.768
1643 | GREENTEK | GRE-U-P4880-1 | N/A | GoodWe | GW5000S-BP | 8 | 32.768
1644 | GREENTEK | GRE-U-P4880-1 | N/A | GoodWe | GW5000-SBP-20 | 8 | 32.768
1645 | GREENTEK | GRE-U-P4880-1 | N/A | Growatt | SPH3000 | 2 | 8.192
1646 | GREENTEK | GRE-U-P4880-1 | N/A | Growatt | SPH5000 | 2 | 8.192
1647 | GREENTEK | GRE-U-P4880-1 | N/A | Growatt | SPH6000 | 2 | 8.192
1648 | GREENTEK | GRE-U-P4880-1 | N/A | Growatt | SPH4000 | 2 | 8.192
1649 | GREENTEK | GRE-U-P4880-1 | N/A | Growatt | SPH3000 | 3 | 12.288
1650 | GREENTEK | GRE-U-P4880-1 | N/A | Growatt | SPH5000 | 3 | 12.288
1651 | GREENTEK | GRE-U-P4880-1 | N/A | Growatt | SPH4000 | 3 | 12.288
1652 | GREENTEK | GRE-U-P4880-1 | N/A | Growatt | SPH6000 | 3 | 12.288
1653 | GREENTEK | GRE-U-P4880-1 | N/A | Growatt | SPH5000 | 4 | 16.384
1654 | GREENTEK | GRE-U-P4880-1 | N/A | Growatt | SPH3000 | 4 | 16.384
1655 | GREENTEK | GRE-U-P4880-1 | N/A | Growatt | SPH6000 | 4 | 16.384
1656 | GREENTEK | GRE-U-P4880-1 | N/A | Growatt | SPH4000 | 4 | 16.384
1657 | GREENTEK | GRE-U-P4880-1 | N/A | Growatt | SPH3000 | 5 | 20.48
1658 | GREENTEK | GRE-U-P4880-1 | N/A | Growatt | SPH4000 | 5 | 20.48
1659 | GREENTEK | GRE-U-P4880-1 | N/A | Growatt | SPH6000 | 5 | 20.48
1660 | GREENTEK | GRE-U-P4880-1 | N/A | Growatt | SPH5000 | 5 | 20.48
1661 | GREENTEK | GRE-U-P4880-1 | N/A | Growatt | SPH6000 | 6 | 24.576
1662 | GREENTEK | GRE-U-P4880-1 | N/A | Growatt | SPH5000 | 6 | 24.576
1663 | GREENTEK | GRE-U-P4880-1 | N/A | Growatt | SPH3000 | 6 | 24.576
1664 | GREENTEK | GRE-U-P4880-1 | N/A | Growatt | SPH4000 | 6 | 24.576
1665 | GREENTEK | GRE-U-P4880-1 | N/A | Growatt | SPH3000 | 7 | 28.672
1666 | GREENTEK | GRE-U-P4880-1 | N/A | Growatt | SPH6000 | 7 | 28.672
1667 | GREENTEK | GRE-U-P4880-1 | N/A | Growatt | SPH4000 | 7 | 28.672
1668 | GREENTEK | GRE-U-P4880-1 | N/A | Growatt | SPH5000 | 7 | 28.672
1669 | GREENTEK | GRE-U-P4880-1 | N/A | Growatt | SPH4000 | 8 | 32.768
1670 | GREENTEK | GRE-U-P4880-1 | N/A | Growatt | SPH6000 | 8 | 32.768
1671 | GREENTEK | GRE-U-P4880-1 | N/A | Growatt | SPH5000 | 8 | 32.768
1672 | GREENTEK | GRE-U-P4880-1 | N/A | Growatt | SPH3000 | 8 | 32.768
1673 | GREENTEK | GRE-U-P4880-1 | N/A | LuxPower Tek | LXP-4.6KHybrid-NS | 2 | 8.192
1674 | GREENTEK | GRE-U-P4880-1 | N/A | LuxPower Tek | LXP-4KHybrid-NS | 2 | 8.192
1675 | GREENTEK | GRE-U-P4880-1 | N/A | LuxPower Tek | LXP-3KHybrid-NS | 2 | 8.192
1676 | GREENTEK | GRE-U-P4880-1 | N/A | LuxPower Tek | LXP-5KHybrid-NS | 2 | 8.192
1677 | GREENTEK | GRE-U-P4880-1 | N/A | LuxPower Tek | LXP-4.6KHybrid-NS | 3 | 12.288
1678 | GREENTEK | GRE-U-P4880-1 | N/A | LuxPower Tek | LXP-4KHybrid-NS | 3 | 12.288
1679 | GREENTEK | GRE-U-P4880-1 | N/A | LuxPower Tek | LXP-5KHybrid-NS | 3 | 12.288
1680 | GREENTEK | GRE-U-P4880-1 | N/A | LuxPower Tek | LXP-3KHybrid-NS | 3 | 12.288
1681 | GREENTEK | GRE-U-P4880-1 | N/A | LuxPower Tek | LXP-4KHybrid-NS | 4 | 16.384
1682 | GREENTEK | GRE-U-P4880-1 | N/A | LuxPower Tek | LXP-5KHybrid-NS | 4 | 16.384
1683 | GREENTEK | GRE-U-P4880-1 | N/A | LuxPower Tek | LXP-3KHybrid-NS | 4 | 16.384
1684 | GREENTEK | GRE-U-P4880-1 | N/A | LuxPower Tek | LXP-4.6KHybrid-NS | 4 | 16.384
1685 | GREENTEK | GRE-U-P4880-1 | N/A | LuxPower Tek | LXP-5KHybrid-NS | 5 | 20.48
1686 | GREENTEK | GRE-U-P4880-1 | N/A | LuxPower Tek | LXP-4.6KHybrid-NS | 5 | 20.48
1687 | GREENTEK | GRE-U-P4880-1 | N/A | LuxPower Tek | LXP-4KHybrid-NS | 5 | 20.48
1688 | GREENTEK | GRE-U-P4880-1 | N/A | LuxPower Tek | LXP-3KHybrid-NS | 5 | 20.48
1689 | GREENTEK | GRE-U-P4880-1 | N/A | LuxPower Tek | LXP-5KHybrid-NS | 6 | 24.576
1690 | GREENTEK | GRE-U-P4880-1 | N/A | LuxPower Tek | LXP-4.6KHybrid-NS | 6 | 24.576
1691 | GREENTEK | GRE-U-P4880-1 | N/A | LuxPower Tek | LXP-4KHybrid-NS | 6 | 24.576
1692 | GREENTEK | GRE-U-P4880-1 | N/A | LuxPower Tek | LXP-3KHybrid-NS | 6 | 24.576
1693 | GREENTEK | GRE-U-P4880-1 | N/A | LuxPower Tek | LXP-4.6KHybrid-NS | 7 | 28.672
1694 | GREENTEK | GRE-U-P4880-1 | N/A | LuxPower Tek | LXP-4KHybrid-NS | 7 | 28.672
1695 | GREENTEK | GRE-U-P4880-1 | N/A | LuxPower Tek | LXP-5KHybrid-NS | 7 | 28.672
1696 | GREENTEK | GRE-U-P4880-1 | N/A | LuxPower Tek | LXP-3KHybrid-NS | 7 | 28.672
1697 | GREENTEK | GRE-U-P4880-1 | N/A | LuxPower Tek | LXP-4.6KHybrid-NS | 8 | 32.768
1698 | GREENTEK | GRE-U-P4880-1 | N/A | LuxPower Tek | LXP-3KHybrid-NS | 8 | 32.768
1699 | GREENTEK | GRE-U-P4880-1 | N/A | LuxPower Tek | LXP-4KHybrid-NS | 8 | 32.768
1700 | GREENTEK | GRE-U-P4880-1 | N/A | LuxPower Tek | LXP-5KHybrid-NS | 8 | 32.768
1701 | GREENTEK | GRE-U-P4880-1 | N/A | Ningbo Deye Inverter Technology Co | SUN-5K-SG04LP3-AU | 2 | 8.192
1702 | GREENTEK | GRE-U-P4880-1 | N/A | Ningbo Deye Inverter Technology Co | SUN-12K-SG04LP3-AU | 2 | 8.192
1703 | GREENTEK | GRE-U-P4880-1 | N/A | Ningbo Deye Inverter Technology Co | SUN-7.6K-SG05LP1-AU | 2 | 8.192
1704 | GREENTEK | GRE-U-P4880-1 | N/A | Ningbo Deye Inverter Technology Co | SUN-3.6K-SG04LP1-AU | 2 | 8.192
1705 | GREENTEK | GRE-U-P4880-1 | N/A | Ningbo Deye Inverter Technology Co | SUN-8K-SG04LP3-AU | 2 | 8.192
1706 | GREENTEK | GRE-U-P4880-1 | N/A | Ningbo Deye Inverter Technology Co | SUN-3K-SG04LP1-AU | 2 | 8.192
1707 | GREENTEK | GRE-U-P4880-1 | N/A | Ningbo Deye Inverter Technology Co | SUN-10K-SG04LP3-AU | 2 | 8.192
1708 | GREENTEK | GRE-U-P4880-1 | N/A | Ningbo Deye Inverter Technology Co | SUN-6K-SG04LP1-AU | 2 | 8.192
1709 | GREENTEK | GRE-U-P4880-1 | N/A | Ningbo Deye Inverter Technology Co | SUN-6K-SG04LP3-AU | 2 | 8.192
1710 | GREENTEK | GRE-U-P4880-1 | N/A | Ningbo Deye Inverter Technology Co | SUN-5K-SG04LP1-AU | 2 | 8.192
1711 | GREENTEK | GRE-U-P4880-1 | N/A | Ningbo Deye Inverter Technology Co | SUN-8K-SG05LP1-AU | 2 | 8.192
1712 | GREENTEK | GRE-U-P4880-1 | N/A | Ningbo Deye Inverter Technology Co | SUN-5K-SG04LP3-AU | 3 | 12.288
1713 | GREENTEK | GRE-U-P4880-1 | N/A | Ningbo Deye Inverter Technology Co | SUN-10K-SG04LP3-AU | 3 | 12.288
1714 | GREENTEK | GRE-U-P4880-1 | N/A | Ningbo Deye Inverter Technology Co | SUN-8K-SG04LP3-AU | 3 | 12.288
1715 | GREENTEK | GRE-U-P4880-1 | N/A | Ningbo Deye Inverter Technology Co | SUN-6K-SG04LP1-AU | 3 | 12.288
1716 | GREENTEK | GRE-U-P4880-1 | N/A | Ningbo Deye Inverter Technology Co | SUN-12K-SG04LP3-AU | 3 | 12.288
1717 | GREENTEK | GRE-U-P4880-1 | N/A | Ningbo Deye Inverter Technology Co | SUN-3.6K-SG04LP1-AU | 3 | 12.288
1718 | GREENTEK | GRE-U-P4880-1 | N/A | Ningbo Deye Inverter Technology Co | SUN-3K-SG04LP1-AU | 3 | 12.288
1719 | GREENTEK | GRE-U-P4880-1 | N/A | Ningbo Deye Inverter Technology Co | SUN-5K-SG04LP1-AU | 3 | 12.288
1720 | GREENTEK | GRE-U-P4880-1 | N/A | Ningbo Deye Inverter Technology Co | SUN-6K-SG04LP3-AU | 3 | 12.288
1721 | GREENTEK | GRE-U-P4880-1 | N/A | Ningbo Deye Inverter Technology Co | SUN-7.6K-SG05LP1-AU | 3 | 12.288
1722 | GREENTEK | GRE-U-P4880-1 | N/A | Ningbo Deye Inverter Technology Co | SUN-12K-SG04LP3-AU | 4 | 16.384
1723 | GREENTEK | GRE-U-P4880-1 | N/A | Ningbo Deye Inverter Technology Co | SUN-3K-SG04LP1-AU | 4 | 16.384
1724 | GREENTEK | GRE-U-P4880-1 | N/A | Ningbo Deye Inverter Technology Co | SUN-3.6K-SG04LP1-AU | 4 | 16.384
1725 | GREENTEK | GRE-U-P4880-1 | N/A | Ningbo Deye Inverter Technology Co | SUN-5K-SG04LP1-AU | 4 | 16.384
1726 | GREENTEK | GRE-U-P4880-1 | N/A | Ningbo Deye Inverter Technology Co | SUN-10K-SG04LP3-AU | 4 | 16.384
1727 | GREENTEK | GRE-U-P4880-1 | N/A | Ningbo Deye Inverter Technology Co | SUN-6K-SG04LP3-AU | 4 | 16.384
1728 | GREENTEK | GRE-U-P4880-1 | N/A | Ningbo Deye Inverter Technology Co | SUN-8K-SG04LP3-AU | 4 | 16.384
1729 | GREENTEK | GRE-U-P4880-1 | N/A | Ningbo Deye Inverter Technology Co | SUN-7.6K-SG05LP1-AU | 4 | 16.384
1730 | GREENTEK | GRE-U-P4880-1 | N/A | Ningbo Deye Inverter Technology Co | SUN-5K-SG04LP3-AU | 4 | 16.384
1731 | GREENTEK | GRE-U-P4880-1 | N/A | Ningbo Deye Inverter Technology Co | SUN-6K-SG04LP1-AU | 4 | 16.384
1732 | GREENTEK | GRE-U-P4880-1 | N/A | Ningbo Deye Inverter Technology Co | SUN-6K-SG04LP1-AU | 5 | 20.48
1733 | GREENTEK | GRE-U-P4880-1 | N/A | Ningbo Deye Inverter Technology Co | SUN-10K-SG04LP3-AU | 5 | 20.48
1734 | GREENTEK | GRE-U-P4880-1 | N/A | Ningbo Deye Inverter Technology Co | SUN-5K-SG04LP3-AU | 5 | 20.48
1735 | GREENTEK | GRE-U-P4880-1 | N/A | Ningbo Deye Inverter Technology Co | SUN-5K-SG04LP1-AU | 5 | 20.48
1736 | GREENTEK | GRE-U-P4880-1 | N/A | Ningbo Deye Inverter Technology Co | SUN-8K-SG04LP3-AU | 5 | 20.48
1737 | GREENTEK | GRE-U-P4880-1 | N/A | Ningbo Deye Inverter Technology Co | SUN-6K-SG04LP3-AU | 5 | 20.48
1738 | GREENTEK | GRE-U-P4880-1 | N/A | Ningbo Deye Inverter Technology Co | SUN-3.6K-SG04LP1-AU | 5 | 20.48
1739 | GREENTEK | GRE-U-P4880-1 | N/A | Ningbo Deye Inverter Technology Co | SUN-3K-SG04LP1-AU | 5 | 20.48
1740 | GREENTEK | GRE-U-P4880-1 | N/A | Ningbo Deye Inverter Technology Co | SUN-7.6K-SG05LP1-AU | 5 | 20.48
1741 | GREENTEK | GRE-U-P4880-1 | N/A | Ningbo Deye Inverter Technology Co | SUN-12K-SG04LP3-AU | 5 | 20.48
1742 | GREENTEK | GRE-U-P4880-1 | N/A | Ningbo Deye Inverter Technology Co | SUN-5K-SG04LP3-AU | 6 | 24.576
1743 | GREENTEK | GRE-U-P4880-1 | N/A | Ningbo Deye Inverter Technology Co | SUN-6K-SG04LP3-AU | 6 | 24.576
1744 | GREENTEK | GRE-U-P4880-1 | N/A | Ningbo Deye Inverter Technology Co | SUN-12K-SG04LP3-AU | 6 | 24.576
1745 | GREENTEK | GRE-U-P4880-1 | N/A | Ningbo Deye Inverter Technology Co | SUN-5K-SG04LP1-AU | 6 | 24.576
1746 | GREENTEK | GRE-U-P4880-1 | N/A | Ningbo Deye Inverter Technology Co | SUN-3K-SG04LP1-AU | 6 | 24.576
1747 | GREENTEK | GRE-U-P4880-1 | N/A | Ningbo Deye Inverter Technology Co | SUN-8K-SG04LP3-AU | 6 | 24.576
1748 | GREENTEK | GRE-U-P4880-1 | N/A | Ningbo Deye Inverter Technology Co | SUN-10K-SG04LP3-AU | 6 | 24.576
1749 | GREENTEK | GRE-U-P4880-1 | N/A | Ningbo Deye Inverter Technology Co | SUN-3.6K-SG04LP1-AU | 6 | 24.576
1750 | GREENTEK | GRE-U-P4880-1 | N/A | Ningbo Deye Inverter Technology Co | SUN-7.6K-SG05LP1-AU | 6 | 24.576
1751 | GREENTEK | GRE-U-P4880-1 | N/A | Ningbo Deye Inverter Technology Co | SUN-6K-SG04LP1-AU | 6 | 24.576
1752 | GREENTEK | GRE-U-P4880-1 | N/A | Ningbo Deye Inverter Technology Co | SUN-3K-SG04LP1-AU | 7 | 28.672
1753 | GREENTEK | GRE-U-P4880-1 | N/A | Ningbo Deye Inverter Technology Co | SUN-5K-SG04LP1-AU | 7 | 28.672
1754 | GREENTEK | GRE-U-P4880-1 | N/A | Ningbo Deye Inverter Technology Co | SUN-5K-SG04LP3-AU | 7 | 28.672
1755 | GREENTEK | GRE-U-P4880-1 | N/A | Ningbo Deye Inverter Technology Co | SUN-10K-SG04LP3-AU | 7 | 28.672
1756 | GREENTEK | GRE-U-P4880-1 | N/A | Ningbo Deye Inverter Technology Co | SUN-6K-SG04LP1-AU | 7 | 28.672
1757 | GREENTEK | GRE-U-P4880-1 | N/A | Ningbo Deye Inverter Technology Co | SUN-8K-SG04LP3-AU | 7 | 28.672
1758 | GREENTEK | GRE-U-P4880-1 | N/A | Ningbo Deye Inverter Technology Co | SUN-3.6K-SG04LP1-AU | 7 | 28.672
1759 | GREENTEK | GRE-U-P4880-1 | N/A | Ningbo Deye Inverter Technology Co | SUN-7.6K-SG05LP1-AU | 7 | 28.672
1760 | GREENTEK | GRE-U-P4880-1 | N/A | Ningbo Deye Inverter Technology Co | SUN-6K-SG04LP3-AU | 7 | 28.672
1761 | GREENTEK | GRE-U-P4880-1 | N/A | Ningbo Deye Inverter Technology Co | SUN-12K-SG04LP3-AU | 7 | 28.672
1762 | GREENTEK | GRE-U-P4880-1 | N/A | Ningbo Deye Inverter Technology Co | SUN-3K-SG04LP1-AU | 8 | 32.768
1763 | GREENTEK | GRE-U-P4880-1 | N/A | Ningbo Deye Inverter Technology Co | SUN-5K-SG04LP3-AU | 8 | 32.768
1764 | GREENTEK | GRE-U-P4880-1 | N/A | Ningbo Deye Inverter Technology Co | SUN-10K-SG04LP3-AU | 8 | 32.768
1765 | GREENTEK | GRE-U-P4880-1 | N/A | Ningbo Deye Inverter Technology Co | SUN-7.6K-SG05LP1-AU | 8 | 32.768
1766 | GREENTEK | GRE-U-P4880-1 | N/A | Ningbo Deye Inverter Technology Co | SUN-12K-SG04LP3-AU | 8 | 32.768
1767 | GREENTEK | GRE-U-P4880-1 | N/A | Ningbo Deye Inverter Technology Co | SUN-6K-SG04LP3-AU | 8 | 32.768
1768 | GREENTEK | GRE-U-P4880-1 | N/A | Ningbo Deye Inverter Technology Co | SUN-5K-SG04LP1-AU | 8 | 32.768
1769 | GREENTEK | GRE-U-P4880-1 | N/A | Ningbo Deye Inverter Technology Co | SUN-6K-SG04LP1-AU | 8 | 32.768
1770 | GREENTEK | GRE-U-P4880-1 | N/A | Ningbo Deye Inverter Technology Co | SUN-8K-SG04LP3-AU | 8 | 32.768
1771 | GREENTEK | GRE-U-P4880-1 | N/A | Ningbo Deye Inverter Technology Co | SUN-3.6K-SG04LP1-AU | 8 | 32.768
1772 | GREENTEK | GRE-U-P4880-1 | N/A | Selectronic | SPMC482-AU | 2 | 8.192
1773 | GREENTEK | GRE-U-P4880-1 | N/A | Selectronic | SPMC480-AU | 2 | 8.192
1774 | GREENTEK | GRE-U-P4880-1 | N/A | Selectronic | SPMC481-AU | 2 | 8.192
1775 | GREENTEK | GRE-U-P4880-1 | N/A | Selectronic | SPMC482-AU | 3 | 12.288
1776 | GREENTEK | GRE-U-P4880-1 | N/A | Selectronic | SPMC481-AU | 3 | 12.288
1777 | GREENTEK | GRE-U-P4880-1 | N/A | Selectronic | SPMC480-AU | 3 | 12.288
1778 | GREENTEK | GRE-U-P4880-1 | N/A | Selectronic | SPMC481-AU | 4 | 16.384
1779 | GREENTEK | GRE-U-P4880-1 | N/A | Selectronic | SPMC482-AU | 4 | 16.384
1780 | GREENTEK | GRE-U-P4880-1 | N/A | Selectronic | SPMC480-AU | 4 | 16.384
1781 | GREENTEK | GRE-U-P4880-1 | N/A | Selectronic | SPMC482-AU | 5 | 20.48
1782 | GREENTEK | GRE-U-P4880-1 | N/A | Selectronic | SPMC481-AU | 5 | 20.48
1783 | GREENTEK | GRE-U-P4880-1 | N/A | Selectronic | SPMC480-AU | 5 | 20.48
1784 | GREENTEK | GRE-U-P4880-1 | N/A | Selectronic | SPMC480-AU | 6 | 24.576
1785 | GREENTEK | GRE-U-P4880-1 | N/A | Selectronic | SPMC481-AU | 6 | 24.576
1786 | GREENTEK | GRE-U-P4880-1 | N/A | Selectronic | SPMC482-AU | 6 | 24.576
1787 | GREENTEK | GRE-U-P4880-1 | N/A | Selectronic | SPMC482-AU | 7 | 28.672
1788 | GREENTEK | GRE-U-P4880-1 | N/A | Selectronic | SPMC480-AU | 7 | 28.672
1789 | GREENTEK | GRE-U-P4880-1 | N/A | Selectronic | SPMC481-AU | 7 | 28.672
1790 | GREENTEK | GRE-U-P4880-1 | N/A | Selectronic | SPMC481-AU | 8 | 32.768
1791 | GREENTEK | GRE-U-P4880-1 | N/A | Selectronic | SPMC482-AU | 8 | 32.768
1792 | GREENTEK | GRE-U-P4880-1 | N/A | Selectronic | SPMC480-AU | 8 | 32.768
1793 | GREENTEK | GRE-U-P4880-1 | N/A | Sofar Solar | HYD 5000-EP | 2 | 8.192
1794 | GREENTEK | GRE-U-P4880-1 | N/A | Sofar Solar | HYD 3680-EP | 2 | 8.192
1795 | GREENTEK | GRE-U-P4880-1 | N/A | Sofar Solar | HYD 6000-EP | 2 | 8.192
1796 | GREENTEK | GRE-U-P4880-1 | N/A | Sofar Solar | HYD 3000-EP | 2 | 8.192
1797 | GREENTEK | GRE-U-P4880-1 | N/A | Sofar Solar | HYD 4000-EP | 2 | 8.192
1798 | GREENTEK | GRE-U-P4880-1 | N/A | Sofar Solar | HYD 5500-EP | 2 | 8.192
1799 | GREENTEK | GRE-U-P4880-1 | N/A | Sofar Solar | HYD 4600-EP | 2 | 8.192
1800 | GREENTEK | GRE-U-P4880-1 | N/A | Sofar Solar | HYD 4000-EP | 3 | 12.288
1801 | GREENTEK | GRE-U-P4880-1 | N/A | Sofar Solar | HYD 5000-EP | 3 | 12.288
1802 | GREENTEK | GRE-U-P4880-1 | N/A | Sofar Solar | HYD 4600-EP | 3 | 12.288
1803 | GREENTEK | GRE-U-P4880-1 | N/A | Sofar Solar | HYD 5500-EP | 3 | 12.288
1804 | GREENTEK | GRE-U-P4880-1 | N/A | Sofar Solar | HYD 6000-EP | 3 | 12.288
1805 | GREENTEK | GRE-U-P4880-1 | N/A | Sofar Solar | HYD 3680-EP | 3 | 12.288
1806 | GREENTEK | GRE-U-P4880-1 | N/A | Sofar Solar | HYD 3000-EP | 3 | 12.288
1807 | GREENTEK | GRE-U-P4880-1 | N/A | Sofar Solar | HYD 4600-EP | 4 | 16.384
1808 | GREENTEK | GRE-U-P4880-1 | N/A | Sofar Solar | HYD 6000-EP | 4 | 16.384
1809 | GREENTEK | GRE-U-P4880-1 | N/A | Sofar Solar | HYD 4000-EP | 4 | 16.384
1810 | GREENTEK | GRE-U-P4880-1 | N/A | Sofar Solar | HYD 5000-EP | 4 | 16.384
1811 | GREENTEK | GRE-U-P4880-1 | N/A | Sofar Solar | HYD 5500-EP | 4 | 16.384
1812 | GREENTEK | GRE-U-P4880-1 | N/A | Sofar Solar | HYD 3680-EP | 4 | 16.384
1813 | GREENTEK | GRE-U-P4880-1 | N/A | Sofar Solar | HYD 3000-EP | 4 | 16.384
1814 | GREENTEK | GRE-U-P4880-1 | N/A | Sofar Solar | HYD 5500-EP | 5 | 20.48
1815 | GREENTEK | GRE-U-P4880-1 | N/A | Sofar Solar | HYD 4600-EP | 5 | 20.48
1816 | GREENTEK | GRE-U-P4880-1 | N/A | Sofar Solar | HYD 4000-EP | 5 | 20.48
1817 | GREENTEK | GRE-U-P4880-1 | N/A | Sofar Solar | HYD 3000-EP | 5 | 20.48
1818 | GREENTEK | GRE-U-P4880-1 | N/A | Sofar Solar | HYD 5000-EP | 5 | 20.48
1819 | GREENTEK | GRE-U-P4880-1 | N/A | Sofar Solar | HYD 3680-EP | 5 | 20.48
1820 | GREENTEK | GRE-U-P4880-1 | N/A | Sofar Solar | HYD 6000-EP | 5 | 20.48
1821 | GREENTEK | GRE-U-P4880-1 | N/A | Sofar Solar | HYD 3000-EP | 6 | 24.576
1822 | GREENTEK | GRE-U-P4880-1 | N/A | Sofar Solar | HYD 5000-EP | 6 | 24.576
1823 | GREENTEK | GRE-U-P4880-1 | N/A | Sofar Solar | HYD 4600-EP | 6 | 24.576
1824 | GREENTEK | GRE-U-P4880-1 | N/A | Sofar Solar | HYD 3680-EP | 6 | 24.576
1825 | GREENTEK | GRE-U-P4880-1 | N/A | Sofar Solar | HYD 5500-EP | 6 | 24.576
1826 | GREENTEK | GRE-U-P4880-1 | N/A | Sofar Solar | HYD 6000-EP | 6 | 24.576
1827 | GREENTEK | GRE-U-P4880-1 | N/A | Sofar Solar | HYD 4000-EP | 6 | 24.576
1828 | GREENTEK | GRE-U-P4880-1 | N/A | Sofar Solar | HYD 3000-EP | 7 | 28.672
1829 | GREENTEK | GRE-U-P4880-1 | N/A | Sofar Solar | HYD 6000-EP | 7 | 28.672
1830 | GREENTEK | GRE-U-P4880-1 | N/A | Sofar Solar | HYD 5500-EP | 7 | 28.672
1831 | GREENTEK | GRE-U-P4880-1 | N/A | Sofar Solar | HYD 4600-EP | 7 | 28.672
1832 | GREENTEK | GRE-U-P4880-1 | N/A | Sofar Solar | HYD 3680-EP | 7 | 28.672
1833 | GREENTEK | GRE-U-P4880-1 | N/A | Sofar Solar | HYD 5000-EP | 7 | 28.672
1834 | GREENTEK | GRE-U-P4880-1 | N/A | Sofar Solar | HYD 4000-EP | 7 | 28.672
1835 | GREENTEK | GRE-U-P4880-1 | N/A | Sofar Solar | HYD 4000-EP | 8 | 32.768
1836 | GREENTEK | GRE-U-P4880-1 | N/A | Sofar Solar | HYD 4600-EP | 8 | 32.768
1837 | GREENTEK | GRE-U-P4880-1 | N/A | Sofar Solar | HYD 3680-EP | 8 | 32.768
1838 | GREENTEK | GRE-U-P4880-1 | N/A | Sofar Solar | HYD 5500-EP | 8 | 32.768
1839 | GREENTEK | GRE-U-P4880-1 | N/A | Sofar Solar | HYD 3000-EP | 8 | 32.768
1840 | GREENTEK | GRE-U-P4880-1 | N/A | Sofar Solar | HYD 5000-EP | 8 | 32.768
1841 | GREENTEK | GRE-U-P4880-1 | N/A | Sofar Solar | HYD 6000-EP | 8 | 32.768
1842 | GSL ENERGY | GSL051200A-B-GBP2 | N/A | Ningbo Deye Inverter Technology CoLTD | SUN-8K-SG05LP1-AU (AS4777-2 2020) | 1 | 8.19
1843 | GSL ENERGY | GSL051200A-B-GBP2 | N/A | Ningbo Deye Inverter Technology CoLTD | SUN-5K-SG04LP1-AU (AS4777-2 2020) | 1 | 8.19
1844 | GSL ENERGY | GSL051200A-B-GBP2 | N/A | Ningbo Deye Inverter Technology CoLTD | SUN-12K-SG04LP3-AU (AS4777-2 2020) | 1 | 8.19
1845 | GSL ENERGY | GSL051200A-B-GBP2 | N/A | Ningbo Deye Inverter Technology CoLTD | SUN-10K-SG04LP3-AU (AS4777-2 2020) | 1 | 8.19
1846 | GSL ENERGY | GSL051200A-B-GBP2 | N/A | Ningbo Deye Inverter Technology CoLTD | SUN-6K-SG04LP3-AU (AS4777-2 2020) | 1 | 8.19
1847 | GSL ENERGY | GSL051200A-B-GBP2 | N/A | Ningbo Deye Inverter Technology CoLTD | SUN-7.6K-SG05LP1-AU (AS4777-2 2020) | 1 | 8.19
1848 | GSL ENERGY | GSL051200A-B-GBP2 | N/A | Ningbo Deye Inverter Technology CoLTD | SUN-6K-SG04LP1-AU (AS4777-2 2020) | 1 | 8.19
1849 | GSL ENERGY | GSL051200A-B-GBP2 | N/A | Ningbo Deye Inverter Technology CoLTD | SUN-5K-SG04LP3-AU (AS4777-2 2020) | 1 | 8.19
1850 | GSL ENERGY | GSL051200A-B-GBP2 | N/A | Ningbo Deye Inverter Technology CoLTD | SUN-8K-SG04LP3-AU (AS4777-2 2020) | 1 | 8.19
1851 | GSL ENERGY | GSL051200A-B-GBP2 | N/A | Ningbo Deye Inverter Technology CoLTD | SUN-3K-SG04LP1-AU (AS4777-2 2020) | 1 | 8.19
1852 | GSL ENERGY | GSL501280A-B-GPB2 | N/A | Ningbo Deye Inverter Technology CoLTD | SUN-6K-SG04LP1-AU (AS4777-2 2020) | 1 | 11.47
1853 | GSL ENERGY | GSL501280A-B-GPB2 | N/A | Ningbo Deye Inverter Technology CoLTD | SUN-5K-SG04LP1-AU (AS4777-2 2020) | 1 | 11.47
1854 | GSL ENERGY | GSL501280A-B-GPB2 | N/A | Ningbo Deye Inverter Technology CoLTD | SUN-5K-SG04LP3-AU (AS4777-2 2020) | 1 | 11.47
1855 | GSL ENERGY | GSL501280A-B-GPB2 | N/A | Ningbo Deye Inverter Technology CoLTD | SUN-6K-SG04LP3-AU (AS4777-2 2020) | 1 | 11.47
1856 | GSL ENERGY | GSL501280A-B-GPB2 | N/A | Ningbo Deye Inverter Technology CoLTD | SUN-8K-SG04LP3-AU (AS4777-2 2020) | 1 | 11.47
1857 | GSL ENERGY | GSL501280A-B-GPB2 | N/A | Ningbo Deye Inverter Technology CoLTD | SUN-10K-SG04LP3-AU (AS4777-2 2020) | 1 | 11.47
1858 | GSL ENERGY | GSL501280A-B-GPB2 | N/A | Ningbo Deye Inverter Technology CoLTD | SUN-7.6K-SG05LP1-AU (AS4777-2 2020) | 1 | 11.47
1859 | GSL ENERGY | GSL501280A-B-GPB2 | N/A | Ningbo Deye Inverter Technology CoLTD | SUN-12K-SG04LP3-AU (AS4777-2 2020) | 1 | 11.47
1860 | GSL ENERGY | GSL501280A-B-GPB2 | N/A | Ningbo Deye Inverter Technology CoLTD | SUN-3K-SG04LP1-AU (AS4777-2 2020) | 1 | 11.47
1861 | GSL ENERGY | GSL501280A-B-GPB2 | N/A | Ningbo Deye Inverter Technology CoLTD | SUN-8K-SG05LP1-AU (AS4777-2 2020) | 1 | 11.47
1862 | GenZ | GC48V-060LFP-2RU | N/A | Selectronic | SPMC481-AU | 3 | 7.2
1863 | GenZ | GC48V-060LFP-2RU | N/A | Selectronic | SPMC482-AU | 4 | 9.6
1864 | GenZ | GC48V-060LFP-2RU | N/A | Selectronic | SPMC482-AU | 5 | 12
1865 | GenZ | GC48V-060LFP-2RU | N/A | Selectronic | SPMC482-AU | 6 | 14.4
1866 | GenZ | GC48V-060LFP-2RU | N/A | Selectronic | SPMC482-AU | 7 | 16.8
1867 | GenZ | GC48V-060LFP-2RU | N/A | Selectronic | SPMC482-AU | 8 | 19.2
1868 | GenZ | GC48V-060LFP-2RU | N/A | Selectronic | SPMC482-AU | 9 | 21.6
1869 | GenZ | GC48V-060LFP-2RU | N/A | Selectronic | SPMC482-AU | 10 | 24
1870 | GenZ | GC48V-060LFP-2RU | N/A | Selectronic | SPMC482-AU | 11 | 26.4
1871 | GenZ | GC48V-060LFP-2RU | N/A | Selectronic | SPMC482-AU | 12 | 28.8
1872 | GenZ | GC48V-060LFP-2RU | N/A | Selectronic | SPMC482-AU | 13 | 31.2
1873 | GenZ | GC48V-060LFP-2RU | N/A | Selectronic | SPMC482-AU | 14 | 33.6
1874 | GenZ | GC48V-060LFP-2RU | N/A | Selectronic | SPMC482-AU | 15 | 36
1875 | GenZ | GC48V-060LFP-2RU | N/A | Selectronic | SPMC482-AU | 16 | 38.4
1876 | GenZ | GC48V-060LFP-2RU | N/A | Selectronic | SPMC482-AU | 17 | 40.8
1877 | GenZ | GC48V-060LFP-2RU | N/A | Selectronic | SPMC482-AU | 18 | 43.2
1878 | GenZ | GC48V-060LFP-2RU | N/A | Selectronic | SPMC482-AU | 19 | 45.6
1879 | GenZ | GC48V-060LFP-2RU | N/A | Selectronic | SPMC482-AU | 20 | 48
1880 | GoodWe | LX F6.6-H | N/A | GoodWe | GW6KL-ET | 1 | 6.55
1881 | GoodWe | LX F6.6-H | N/A | GoodWe | GW5KL-ET | 1 | 6.55
1882 | GoodWe | LX F6.6-H | N/A | GoodWe | GW29.9K-ET | 1 | 6.55
1883 | GoodWe | LX F6.6-H | N/A | GoodWe | GW20K-ET | 1 | 6.55
1884 | GoodWe | LX F6.6-H | N/A | GoodWe | GW3600N-EH | 1 | 6.55
1885 | GoodWe | LX F6.6-H | N/A | GoodWe | GW5000N-EH | 1 | 6.55
1886 | GoodWe | LX F6.6-H | N/A | GoodWe | GW6000N-EH | 1 | 6.55
1887 | GoodWe | LX F6.6-H | N/A | GoodWe | GW15K-ET | 1 | 6.55
1888 | GoodWe | LX F6.6-H | N/A | GoodWe | GW8KL-ET | 1 | 6.55
1889 | GoodWe | LX F6.6-H | N/A | GoodWe | GW25K-ET | 1 | 6.55
1890 | GoodWe | LX F6.6-H | N/A | GoodWe | GW3600-EH | 1 | 6.55
1891 | GoodWe | LX F6.6-H | N/A | GoodWe | GW6000-EH | 1 | 6.55
1892 | GoodWe | LX F6.6-H | N/A | GoodWe | GEH8.6-1U-10 | 1 | 6.55
1893 | GoodWe | LX F6.6-H | N/A | GoodWe | GW10KL-ET | 1 | 6.55
1894 | GoodWe | LX F6.6-H | N/A | GoodWe | GW5000-EH | 1 | 6.55
1895 | GoodWe | LX F6.6-H | N/A | GoodWe | GEH5.0-1U-10 | 1 | 6.55
1896 | GoodWe | LX F6.6-H | N/A | GoodWe | GEH10-1U-10 | 1 | 6.55
1897 | GoodWe | LX U5.4-L | N/A | GoodWe | GW5048D-ES | 2 | 9.6
1898 | GoodWe | LX U5.4-L | N/A | GoodWe | GW6000-SBP-20 | 2 | 9.6
1899 | GoodWe | LX U5.4-L | N/A | GoodWe | GW5000-SBP-20 | 2 | 9.6
1900 | GoodWe | LX U5.4-L | N/A | GoodWe | GW3600-SBP-20 | 2 | 9.6
1901 | GoodWe | LX U5.4-L | N/A | GoodWe | GW3000-ES-20 | 2 | 9.6
1902 | GoodWe | LX U5.4-L | N/A | GoodWe | GW6000-ES-20 | 2 | 9.6
1903 | GoodWe | LX U5.4-L | N/A | GoodWe | GW5000S-BP | 2 | 9.6
1904 | GoodWe | LX U5.4-L | N/A | GoodWe | GW5000-ES-20 | 2 | 9.6
1905 | GoodWe | LX F9.8-H | N/A | GoodWe | GEH5.0-1U-10 | 1 | 9.83
1906 | GoodWe | LX F9.8-H | N/A | GoodWe | GEH8.6-1U-10 | 1 | 9.83
1907 | GoodWe | LX F9.8-H | N/A | GoodWe | GW6KL-ET | 1 | 9.83
1908 | GoodWe | LX F9.8-H | N/A | GoodWe | GEH10-1U-10 | 1 | 9.83
1909 | GoodWe | LX F9.8-H | N/A | GoodWe | GW15K-ET | 1 | 9.83
1910 | GoodWe | LX F9.8-H | N/A | GoodWe | GW5KL-ET | 1 | 9.83
1911 | GoodWe | LX F9.8-H | N/A | GoodWe | GW29.9K-ET | 1 | 9.83
1912 | GoodWe | LX F9.8-H | N/A | GoodWe | GW8KL-ET | 1 | 9.83
1913 | GoodWe | LX F9.8-H | N/A | GoodWe | GW10KL-ET | 1 | 9.83
1914 | GoodWe | LX F9.8-H | N/A | GoodWe | GW6000-EH | 1 | 9.83
1915 | GoodWe | LX F9.8-H | N/A | GoodWe | GW3600N-EH | 1 | 9.83
1916 | GoodWe | LX F9.8-H | N/A | GoodWe | GW5000-EH | 1 | 9.83
1917 | GoodWe | LX F9.8-H | N/A | GoodWe | GW6000N-EH | 1 | 9.83
1918 | GoodWe | LX F9.8-H | N/A | GoodWe | GW25K-ET | 1 | 9.83
1919 | GoodWe | LX F9.8-H | N/A | GoodWe | GW5000N-EH | 1 | 9.83
1920 | GoodWe | LX F9.8-H | N/A | GoodWe | GW20K-ET | 1 | 9.83
1921 | GoodWe | LX F9.8-H | N/A | GoodWe | GW3600-EH | 1 | 9.83
1922 | GoodWe | LX F6.6-H | N/A | GoodWe | GW10KL-ET | 2 | 13.1
1923 | GoodWe | LX F6.6-H | N/A | GoodWe | GW25K-ET | 2 | 13.1
1924 | GoodWe | LX F13.1-H | N/A | GoodWe | GW8KL-ET | 1 | 13.1
1925 | GoodWe | LX F6.6-H | N/A | GoodWe | GEH5.0-1U-10 | 2 | 13.1
1926 | GoodWe | LX F13.1-H | N/A | GoodWe | GEH8.6-1U-10 | 1 | 13.1
1927 | GoodWe | LX F6.6-H | N/A | GoodWe | GW3600N-EH | 2 | 13.1
1928 | GoodWe | LX F6.6-H | N/A | GoodWe | GW29.9K-ET | 2 | 13.1
1929 | GoodWe | LX F6.6-H | N/A | GoodWe | GW6000N-EH | 2 | 13.1
1930 | GoodWe | LX F13.1-H | N/A | GoodWe | GEH5.0-1U-10 | 1 | 13.1
1931 | GoodWe | LX F6.6-H | N/A | GoodWe | GW5000N-EH | 2 | 13.1
1932 | GoodWe | LX F13.1-H | N/A | GoodWe | GW5000N-EH | 1 | 13.1
1933 | GoodWe | LX F13.1-H | N/A | GoodWe | GW15K-ET | 1 | 13.1
1934 | GoodWe | LX F6.6-H | N/A | GoodWe | GW3600-EH | 2 | 13.1
1935 | GoodWe | LX F13.1-H | N/A | GoodWe | GW3600-EH | 1 | 13.1
1936 | GoodWe | LX F13.1-H | N/A | GoodWe | GW5000-EH | 1 | 13.1
1937 | GoodWe | LX F13.1-H | N/A | GoodWe | GW29.9K-ET | 1 | 13.1
1938 | GoodWe | LX F6.6-H | N/A | GoodWe | GW5000-EH | 2 | 13.1
1939 | GoodWe | LX F13.1-H | N/A | GoodWe | GW6000-EH | 1 | 13.1
1940 | GoodWe | LX F6.6-H | N/A | GoodWe | GEH8.6-1U-10 | 2 | 13.1
1941 | GoodWe | LX F6.6-H | N/A | GoodWe | GW8KL-ET | 2 | 13.1
1942 | GoodWe | LX F6.6-H | N/A | GoodWe | GW6KL-ET | 2 | 13.1
1943 | GoodWe | LX F13.1-H | N/A | GoodWe | GW6000N-EH | 1 | 13.1
1944 | GoodWe | LX F13.1-H | N/A | GoodWe | GW6KL-ET | 1 | 13.1
1945 | GoodWe | LX F6.6-H | N/A | GoodWe | GW5KL-ET | 2 | 13.1
1946 | GoodWe | LX F13.1-H | N/A | GoodWe | GW5KL-ET | 1 | 13.1
1947 | GoodWe | LX F13.1-H | N/A | GoodWe | GW25K-ET | 1 | 13.1
1948 | GoodWe | LX F6.6-H | N/A | GoodWe | GW15K-ET | 2 | 13.1
1949 | GoodWe | LX F6.6-H | N/A | GoodWe | GW20K-ET | 2 | 13.1
1950 | GoodWe | LX F6.6-H | N/A | GoodWe | GEH10-1U-10 | 2 | 13.1
1951 | GoodWe | LX F13.1-H | N/A | GoodWe | GW10KL-ET | 1 | 13.1
1952 | GoodWe | LX F13.1-H | N/A | GoodWe | GW3600N-EH | 1 | 13.1
1953 | GoodWe | LX F13.1-H | N/A | GoodWe | GEH10-1U-10 | 1 | 13.1
1954 | GoodWe | LX F13.1-H | N/A | GoodWe | GW20K-ET | 1 | 13.1
1955 | GoodWe | LX F6.6-H | N/A | GoodWe | GW6000-EH | 2 | 13.1
1956 | GoodWe | LX U5.4-L | N/A | GoodWe | GW6000-SBP-20 | 3 | 14.4
1957 | GoodWe | LX U5.4-L | N/A | GoodWe | GW3000-ES-20 | 3 | 14.4
1958 | GoodWe | LX U5.4-L | N/A | GoodWe | GW5000S-BP | 3 | 14.4
1959 | GoodWe | LX U5.4-L | N/A | GoodWe | GW5000-ES-20 | 3 | 14.4
1960 | GoodWe | LX U5.4-L | N/A | GoodWe | GW5000-SBP-20 | 3 | 14.4
1961 | GoodWe | LX U5.4-L | N/A | GoodWe | GW3600-SBP-20 | 3 | 14.4
1962 | GoodWe | LX U5.4-L | N/A | GoodWe | GW6000-ES-20 | 3 | 14.4
1963 | GoodWe | LX U5.4-L | N/A | GoodWe | GW5048D-ES | 3 | 14.4
1964 | GoodWe | LX F16.4-H | N/A | GoodWe | GW25K-ET | 1 | 16.38
1965 | GoodWe | LX F16.4-H | N/A | GoodWe | GW29.9K-ET | 1 | 16.38
1966 | GoodWe | LX F16.4-H | N/A | GoodWe | GW20K-ET | 1 | 16.38
1967 | GoodWe | LX F16.4-H | N/A | GoodWe | GEH5.0-1U-10 | 1 | 16.38
1968 | GoodWe | LX F16.4-H | N/A | GoodWe | GW6000N-EH | 1 | 16.38
1969 | GoodWe | LX F16.4-H | N/A | GoodWe | GW3600-EH | 1 | 16.38
1970 | GoodWe | LX F16.4-H | N/A | GoodWe | GW5000-EH | 1 | 16.38
1971 | GoodWe | LX F16.4-H | N/A | GoodWe | GW6000-EH | 1 | 16.38
1972 | GoodWe | LX F16.4-H | N/A | GoodWe | GW5KL-ET | 1 | 16.38
1973 | GoodWe | LX F16.4-H | N/A | GoodWe | GW6KL-ET | 1 | 16.38
1974 | GoodWe | LX F16.4-H | N/A | GoodWe | GW10KL-ET | 1 | 16.38
1975 | GoodWe | LX F16.4-H | N/A | GoodWe | GW15K-ET | 1 | 16.38
1976 | GoodWe | LX F16.4-H | N/A | GoodWe | GW8KL-ET | 1 | 16.38
1977 | GoodWe | LX F16.4-H | N/A | GoodWe | GEH10-1U-10 | 1 | 16.38
1978 | GoodWe | LX F16.4-H | N/A | GoodWe | GEH8.6-1U-10 | 1 | 16.38
1979 | GoodWe | LX F16.4-H | N/A | GoodWe | GW3600N-EH | 1 | 16.38
1980 | GoodWe | LX F16.4-H | N/A | GoodWe | GW5000N-EH | 1 | 16.38
1981 | GoodWe | LX U5.4-L | N/A | GoodWe | GW5000-ES-20 | 4 | 19.2
1982 | GoodWe | LX U5.4-L | N/A | GoodWe | GW5048D-ES | 4 | 19.2
1983 | GoodWe | LX U5.4-L | N/A | GoodWe | GW6000-SBP-20 | 4 | 19.2
1984 | GoodWe | LX U5.4-L | N/A | GoodWe | GW6000-ES-20 | 4 | 19.2
1985 | GoodWe | LX U5.4-L | N/A | GoodWe | GW3000-ES-20 | 4 | 19.2
1986 | GoodWe | LX U5.4-L | N/A | GoodWe | GW5000S-BP | 4 | 19.2
1987 | GoodWe | LX U5.4-L | N/A | GoodWe | GW5000-SBP-20 | 4 | 19.2
1988 | GoodWe | LX U5.4-L | N/A | GoodWe | GW3600-SBP-20 | 4 | 19.2
1989 | GoodWe | LX F6.6-H | N/A | GoodWe | GW20K-ET | 3 | 19.65
1990 | GoodWe | LX F6.6-H | N/A | GoodWe | GW25K-ET | 3 | 19.65
1991 | GoodWe | LX F6.6-H | N/A | GoodWe | GW15K-ET | 3 | 19.65
1992 | GoodWe | LX F6.6-H | N/A | GoodWe | GW6000N-EH | 3 | 19.65
1993 | GoodWe | LX F6.6-H | N/A | GoodWe | GW3600N-EH | 3 | 19.65
1994 | GoodWe | LX F6.6-H | N/A | GoodWe | GW5000N-EH | 3 | 19.65
1995 | GoodWe | LX F6.6-H | N/A | GoodWe | GW29.9K-ET | 3 | 19.65
1996 | GoodWe | LX F9.8-H | N/A | GoodWe | GW5KL-ET | 2 | 19.66
1997 | GoodWe | LX F9.8-H | N/A | GoodWe | GEH8.6-1U-10 | 2 | 19.66
1998 | GoodWe | LX F9.8-H | N/A | GoodWe | GW8KL-ET | 2 | 19.66
1999 | GoodWe | LX F9.8-H | N/A | GoodWe | GW6KL-ET | 2 | 19.66
2000 | GoodWe | LX F9.8-H | N/A | GoodWe | GW6000N-EH | 2 | 19.66
2001 | GoodWe | LX F9.8-H | N/A | GoodWe | GW5000N-EH | 2 | 19.66
2002 | GoodWe | LX F9.8-H | N/A | GoodWe | GW15K-ET | 2 | 19.66
2003 | GoodWe | LX F9.8-H | N/A | GoodWe | GW20K-ET | 2 | 19.66
2004 | GoodWe | LX F9.8-H | N/A | GoodWe | GW3600-EH | 2 | 19.66
2005 | GoodWe | LX F9.8-H | N/A | GoodWe | GW3600N-EH | 2 | 19.66
2006 | GoodWe | LX F9.8-H | N/A | GoodWe | GW25K-ET | 2 | 19.66
2007 | GoodWe | LX F9.8-H | N/A | GoodWe | GW10KL-ET | 2 | 19.66
2008 | GoodWe | LX F9.8-H | N/A | GoodWe | GW6000-EH | 2 | 19.66
2009 | GoodWe | LX F9.8-H | N/A | GoodWe | GEH5.0-1U-10 | 2 | 19.66
2010 | GoodWe | LX F9.8-H | N/A | GoodWe | GW5000-EH | 2 | 19.66
2011 | GoodWe | LX F9.8-H | N/A | GoodWe | GW29.9K-ET | 2 | 19.66
2012 | GoodWe | LX F9.8-H | N/A | GoodWe | GEH10-1U-10 | 2 | 19.66
2013 | GoodWe | LX U5.4-L | N/A | GoodWe | GW3600-SBP-20 | 5 | 24
2014 | GoodWe | LX U5.4-L | N/A | GoodWe | GW6000-ES-20 | 5 | 24
2015 | GoodWe | LX U5.4-L | N/A | GoodWe | GW5048D-ES | 5 | 24
2016 | GoodWe | LX U5.4-L | N/A | GoodWe | GW6000-SBP-20 | 5 | 24
2017 | GoodWe | LX U5.4-L | N/A | GoodWe | GW5000-ES-20 | 5 | 24
2018 | GoodWe | LX U5.4-L | N/A | GoodWe | GW5000S-BP | 5 | 24
2019 | GoodWe | LX U5.4-L | N/A | GoodWe | GW3000-ES-20 | 5 | 24
2020 | GoodWe | LX U5.4-L | N/A | GoodWe | GW5000-SBP-20 | 5 | 24
2021 | GoodWe | LX F13.1-H | N/A | GoodWe | GW3600N-EH | 2 | 26.2
2022 | GoodWe | LX F13.1-H | N/A | GoodWe | GEH5.0-1U-10 | 2 | 26.2
2023 | GoodWe | LX F6.6-H | N/A | GoodWe | GW29.9K-ET | 4 | 26.2
2024 | GoodWe | LX F6.6-H | N/A | GoodWe | GW6000N-EH | 4 | 26.2
2025 | GoodWe | LX F6.6-H | N/A | GoodWe | GW5000N-EH | 4 | 26.2
2026 | GoodWe | LX F6.6-H | N/A | GoodWe | GW3600N-EH | 4 | 26.2
2027 | GoodWe | LX F13.1-H | N/A | GoodWe | GW6000N-EH | 2 | 26.2
2028 | GoodWe | LX F6.6-H | N/A | GoodWe | GW20K-ET | 4 | 26.2
2029 | GoodWe | LX F13.1-H | N/A | GoodWe | GW10KL-ET | 2 | 26.2
2030 | GoodWe | LX F13.1-H | N/A | GoodWe | GW5000N-EH | 2 | 26.2
2031 | GoodWe | LX F13.1-H | N/A | GoodWe | GW15K-ET | 2 | 26.2
2032 | GoodWe | LX F6.6-H | N/A | GoodWe | GW25K-ET | 4 | 26.2
2033 | GoodWe | LX F13.1-H | N/A | GoodWe | GW5000-EH | 2 | 26.2
2034 | GoodWe | LX F13.1-H | N/A | GoodWe | GW25K-ET | 2 | 26.2
2035 | GoodWe | LX F13.1-H | N/A | GoodWe | GW29.9K-ET | 2 | 26.2
2036 | GoodWe | LX F13.1-H | N/A | GoodWe | GW6000-EH | 2 | 26.2
2037 | GoodWe | LX F13.1-H | N/A | GoodWe | GEH8.6-1U-10 | 2 | 26.2
2038 | GoodWe | LX F6.6-H | N/A | GoodWe | GW15K-ET | 4 | 26.2
2039 | GoodWe | LX F13.1-H | N/A | GoodWe | GW20K-ET | 2 | 26.2
2040 | GoodWe | LX F13.1-H | N/A | GoodWe | GEH10-1U-10 | 2 | 26.2
2041 | GoodWe | LX F13.1-H | N/A | GoodWe | GW3600-EH | 2 | 26.2
2042 | GoodWe | LX F13.1-H | N/A | GoodWe | GW5KL-ET | 2 | 26.2
2043 | GoodWe | LX F13.1-H | N/A | GoodWe | GW6KL-ET | 2 | 26.2
2044 | GoodWe | LX F13.1-H | N/A | GoodWe | GW8KL-ET | 2 | 26.2
2045 | GoodWe | LX U5.4-L | N/A | GoodWe | GW6000-ES-20 | 6 | 28.8
2046 | GoodWe | LX U5.4-L | N/A | GoodWe | GW5000-SBP-20 | 6 | 28.8
2047 | GoodWe | LX U5.4-L | N/A | GoodWe | GW5000-ES-20 | 6 | 28.8
2048 | GoodWe | LX U5.4-L | N/A | GoodWe | GW3600-SBP-20 | 6 | 28.8
2049 | GoodWe | LX U5.4-L | N/A | GoodWe | GW5048D-ES | 6 | 28.8
2050 | GoodWe | LX U5.4-L | N/A | GoodWe | GW5000S-BP | 6 | 28.8
2051 | GoodWe | LX U5.4-L | N/A | GoodWe | GW6000-SBP-20 | 6 | 28.8
2052 | GoodWe | LX U5.4-L | N/A | GoodWe | GW3000-ES-20 | 6 | 28.8
2053 | GoodWe | LX F9.8-H | N/A | GoodWe | GW25K-ET | 3 | 29.49
2054 | GoodWe | LX F9.8-H | N/A | GoodWe | GW20K-ET | 3 | 29.49
2055 | GoodWe | LX F9.8-H | N/A | GoodWe | GW15K-ET | 3 | 29.49
2056 | GoodWe | LX F9.8-H | N/A | GoodWe | GW5000N-EH | 3 | 29.49
2057 | GoodWe | LX F9.8-H | N/A | GoodWe | GW29.9K-ET | 3 | 29.49
2058 | GoodWe | LX F9.8-H | N/A | GoodWe | GW3600N-EH | 3 | 29.49
2059 | GoodWe | LX F9.8-H | N/A | GoodWe | GW6000N-EH | 3 | 29.49
2060 | GoodWe | LX F6.6-H | N/A | GoodWe | GW20K-ET | 5 | 32.75
2061 | GoodWe | LX F6.6-H | N/A | GoodWe | GW6000N-EH | 5 | 32.75
2062 | GoodWe | LX F6.6-H | N/A | GoodWe | GW29.9K-ET | 5 | 32.75
2063 | GoodWe | LX F6.6-H | N/A | GoodWe | GW5000N-EH | 5 | 32.75
2064 | GoodWe | LX F6.6-H | N/A | GoodWe | GW3600N-EH | 5 | 32.75
2065 | GoodWe | LX F6.6-H | N/A | GoodWe | GW15K-ET | 5 | 32.75
2066 | GoodWe | LX F6.6-H | N/A | GoodWe | GW25K-ET | 5 | 32.75
2067 | GoodWe | LX F16.4-H | N/A | GoodWe | GW25K-ET | 2 | 32.76
2068 | GoodWe | LX F16.4-H | N/A | GoodWe | GEH5.0-1U-10 | 2 | 32.76
2069 | GoodWe | LX F16.4-H | N/A | GoodWe | GW10KL-ET | 2 | 32.76
2070 | GoodWe | LX F16.4-H | N/A | GoodWe | GW6000-EH | 2 | 32.76
2071 | GoodWe | LX F16.4-H | N/A | GoodWe | GW15K-ET | 2 | 32.76
2072 | GoodWe | LX F16.4-H | N/A | GoodWe | GW29.9K-ET | 2 | 32.76
2073 | GoodWe | LX F16.4-H | N/A | GoodWe | GW8KL-ET | 2 | 32.76
2074 | GoodWe | LX F16.4-H | N/A | GoodWe | GW6000N-EH | 2 | 32.76
2075 | GoodWe | LX F16.4-H | N/A | GoodWe | GW3600-EH | 2 | 32.76
2076 | GoodWe | LX F16.4-H | N/A | GoodWe | GW5KL-ET | 2 | 32.76
2077 | GoodWe | LX F16.4-H | N/A | GoodWe | GEH8.6-1U-10 | 2 | 32.76
2078 | GoodWe | LX F16.4-H | N/A | GoodWe | GW3600N-EH | 2 | 32.76
2079 | GoodWe | LX F16.4-H | N/A | GoodWe | GW6KL-ET | 2 | 32.76
2080 | GoodWe | LX F16.4-H | N/A | GoodWe | GW5000N-EH | 2 | 32.76
2081 | GoodWe | LX F16.4-H | N/A | GoodWe | GEH10-1U-10 | 2 | 32.76
2082 | GoodWe | LX F16.4-H | N/A | GoodWe | GW5000-EH | 2 | 32.76
2083 | GoodWe | LX F16.4-H | N/A | GoodWe | GW20K-ET | 2 | 32.76
2084 | GoodWe | LX F6.6-H | N/A | GoodWe | GW29.9K-ET | 6 | 39.3
2085 | GoodWe | LX F6.6-H | N/A | GoodWe | GW20K-ET | 6 | 39.3
2086 | GoodWe | LX F13.1-H | N/A | GoodWe | GW25K-ET | 3 | 39.3
2087 | GoodWe | LX F6.6-H | N/A | GoodWe | GW25K-ET | 6 | 39.3
2088 | GoodWe | LX F13.1-H | N/A | GoodWe | GW6000N-EH | 3 | 39.3
2089 | GoodWe | LX F6.6-H | N/A | GoodWe | GW15K-ET | 6 | 39.3
2090 | GoodWe | LX F13.1-H | N/A | GoodWe | GW15K-ET | 3 | 39.3
2091 | GoodWe | LX F13.1-H | N/A | GoodWe | GW29.9K-ET | 3 | 39.3
2092 | GoodWe | LX F13.1-H | N/A | GoodWe | GW20K-ET | 3 | 39.3
2093 | GoodWe | LX F13.1-H | N/A | GoodWe | GW3600N-EH | 3 | 39.3
2094 | GoodWe | LX F6.6-H | N/A | GoodWe | GW3600N-EH | 6 | 39.3
2095 | GoodWe | LX F6.6-H | N/A | GoodWe | GW6000N-EH | 6 | 39.3
2096 | GoodWe | LX F13.1-H | N/A | GoodWe | GW5000N-EH | 3 | 39.3
2097 | GoodWe | LX F6.6-H | N/A | GoodWe | GW5000N-EH | 6 | 39.3
2098 | GoodWe | LX F9.8-H | N/A | GoodWe | GW3600N-EH | 4 | 39.32
2099 | GoodWe | LX F9.8-H | N/A | GoodWe | GW25K-ET | 4 | 39.32
2100 | GoodWe | LX F9.8-H | N/A | GoodWe | GW15K-ET | 4 | 39.32
2101 | GoodWe | LX F9.8-H | N/A | GoodWe | GW5000N-EH | 4 | 39.32
2102 | GoodWe | LX F9.8-H | N/A | GoodWe | GW29.9K-ET | 4 | 39.32
2103 | GoodWe | LX F9.8-H | N/A | GoodWe | GW6000N-EH | 4 | 39.32
2104 | GoodWe | LX F9.8-H | N/A | GoodWe | GW20K-ET | 4 | 39.32
2105 | GoodWe | LX F6.6-H | N/A | GoodWe | GW6000N-EH | 7 | 45.85
2106 | GoodWe | LX F6.6-H | N/A | GoodWe | GW20K-ET | 7 | 45.85
2107 | GoodWe | LX F6.6-H | N/A | GoodWe | GW3600N-EH | 7 | 45.85
2108 | GoodWe | LX F6.6-H | N/A | GoodWe | GW5000N-EH | 7 | 45.85
2109 | GoodWe | LX F6.6-H | N/A | GoodWe | GW29.9K-ET | 7 | 45.85
2110 | GoodWe | LX F6.6-H | N/A | GoodWe | GW15K-ET | 7 | 45.85
2111 | GoodWe | LX F6.6-H | N/A | GoodWe | GW25K-ET | 7 | 45.85
2112 | GoodWe | LX F16.4-H | N/A | GoodWe | GW20K-ET | 3 | 49.14
2113 | GoodWe | LX F16.4-H | N/A | GoodWe | GW6000N-EH | 3 | 49.14
2114 | GoodWe | LX F16.4-H | N/A | GoodWe | GW5000N-EH | 3 | 49.14
2115 | GoodWe | LX F16.4-H | N/A | GoodWe | GW3600N-EH | 3 | 49.14
2116 | GoodWe | LX F16.4-H | N/A | GoodWe | GW29.9K-ET | 3 | 49.14
2117 | GoodWe | LX F16.4-H | N/A | GoodWe | GW25K-ET | 3 | 49.14
2118 | GoodWe | LX F16.4-H | N/A | GoodWe | GW15K-ET | 3 | 49.14
2119 | GoodWe | LX F9.8-H | N/A | GoodWe | GW6000N-EH | 5 | 49.15
2120 | GoodWe | LX F9.8-H | N/A | GoodWe | GW25K-ET | 5 | 49.15
2121 | GoodWe | LX F9.8-H | N/A | GoodWe | GW20K-ET | 5 | 49.15
2122 | GoodWe | LX F9.8-H | N/A | GoodWe | GW3600N-EH | 5 | 49.15
2123 | GoodWe | LX F9.8-H | N/A | GoodWe | GW15K-ET | 5 | 49.15
2124 | GoodWe | LX F9.8-H | N/A | GoodWe | GW29.9K-ET | 5 | 49.15
2125 | GoodWe | LX F9.8-H | N/A | GoodWe | GW5000N-EH | 5 | 49.15
2126 | GoodWe | LX F13.1-H | N/A | GoodWe | GW3600N-EH | 4 | 52.4
2127 | GoodWe | LX F6.6-H | N/A | GoodWe | GW20K-ET | 8 | 52.4
2128 | GoodWe | LX F6.6-H | N/A | GoodWe | GW6000N-EH | 8 | 52.4
2129 | GoodWe | LX F13.1-H | N/A | GoodWe | GW15K-ET | 4 | 52.4
2130 | GoodWe | LX F6.6-H | N/A | GoodWe | GW3600N-EH | 8 | 52.4
2131 | GoodWe | LX F6.6-H | N/A | GoodWe | GW5000N-EH | 8 | 52.4
2132 | GoodWe | LX F13.1-H | N/A | GoodWe | GW5000N-EH | 4 | 52.4
2133 | GoodWe | LX F6.6-H | N/A | GoodWe | GW25K-ET | 8 | 52.4
2134 | GoodWe | LX F13.1-H | N/A | GoodWe | GW6000N-EH | 4 | 52.4
2135 | GoodWe | LX F13.1-H | N/A | GoodWe | GW20K-ET | 4 | 52.4
2136 | GoodWe | LX F13.1-H | N/A | GoodWe | GW29.9K-ET | 4 | 52.4
2137 | GoodWe | LX F13.1-H | N/A | GoodWe | GW25K-ET | 4 | 52.4
2138 | GoodWe | LX F6.6-H | N/A | GoodWe | GW29.9K-ET | 8 | 52.4
2139 | GoodWe | LX F6.6-H | N/A | GoodWe | GW15K-ET | 8 | 52.4
2140 | GoodWe | LX F9.8-H | N/A | GoodWe | GW20K-ET | 6 | 58.98
2141 | GoodWe | LX F9.8-H | N/A | GoodWe | GW6000N-EH | 6 | 58.98
2142 | GoodWe | LX F9.8-H | N/A | GoodWe | GW25K-ET | 6 | 58.98
2143 | GoodWe | LX F9.8-H | N/A | GoodWe | GW3600N-EH | 6 | 58.98
2144 | GoodWe | LX F9.8-H | N/A | GoodWe | GW29.9K-ET | 6 | 58.98
2145 | GoodWe | LX F9.8-H | N/A | GoodWe | GW15K-ET | 6 | 58.98
2146 | GoodWe | LX F9.8-H | N/A | GoodWe | GW5000N-EH | 6 | 58.98
2147 | GoodWe | LX F13.1-H | N/A | GoodWe | GW25K-ET | 5 | 65.5
2148 | GoodWe | LX F13.1-H | N/A | GoodWe | GW15K-ET | 5 | 65.5
2149 | GoodWe | LX F13.1-H | N/A | GoodWe | GW3600N-EH | 5 | 65.5
2150 | GoodWe | LX F13.1-H | N/A | GoodWe | GW29.9K-ET | 5 | 65.5
2151 | GoodWe | LX F13.1-H | N/A | GoodWe | GW20K-ET | 5 | 65.5
2152 | GoodWe | LX F13.1-H | N/A | GoodWe | GW6000N-EH | 5 | 65.5
2153 | GoodWe | LX F13.1-H | N/A | GoodWe | GW5000N-EH | 5 | 65.5
2154 | GoodWe | LX F16.4-H | N/A | GoodWe | GW6000N-EH | 4 | 65.52
2155 | GoodWe | LX F16.4-H | N/A | GoodWe | GW5000N-EH | 4 | 65.52
2156 | GoodWe | LX F16.4-H | N/A | GoodWe | GW20K-ET | 4 | 65.52
2157 | GoodWe | LX F16.4-H | N/A | GoodWe | GW29.9K-ET | 4 | 65.52
2158 | GoodWe | LX F16.4-H | N/A | GoodWe | GW25K-ET | 4 | 65.52
2159 | GoodWe | LX F16.4-H | N/A | GoodWe | GW15K-ET | 4 | 65.52
2160 | GoodWe | LX F16.4-H | N/A | GoodWe | GW3600N-EH | 4 | 65.52
2161 | GoodWe | LX F9.8-H | N/A | GoodWe | GW5000N-EH | 7 | 68.81
2162 | GoodWe | LX F9.8-H | N/A | GoodWe | GW6000N-EH | 7 | 68.81
2163 | GoodWe | LX F9.8-H | N/A | GoodWe | GW29.9K-ET | 7 | 68.81
2164 | GoodWe | LX F9.8-H | N/A | GoodWe | GW3600N-EH | 7 | 68.81
2165 | GoodWe | LX F9.8-H | N/A | GoodWe | GW20K-ET | 7 | 68.81
2166 | GoodWe | LX F9.8-H | N/A | GoodWe | GW25K-ET | 7 | 68.81
2167 | GoodWe | LX F9.8-H | N/A | GoodWe | GW15K-ET | 7 | 68.81
2168 | GoodWe | LX F13.1-H | N/A | GoodWe | GW15K-ET | 6 | 78.6
2169 | GoodWe | LX F13.1-H | N/A | GoodWe | GW25K-ET | 6 | 78.6
2170 | GoodWe | LX F13.1-H | N/A | GoodWe | GW29.9K-ET | 6 | 78.6
2171 | GoodWe | LX F13.1-H | N/A | GoodWe | GW6000N-EH | 6 | 78.6
2172 | GoodWe | LX F13.1-H | N/A | GoodWe | GW3600N-EH | 6 | 78.6
2173 | GoodWe | LX F13.1-H | N/A | GoodWe | GW5000N-EH | 6 | 78.6
2174 | GoodWe | LX F13.1-H | N/A | GoodWe | GW20K-ET | 6 | 78.6
2175 | GoodWe | LX F9.8-H | N/A | GoodWe | GW25K-ET | 8 | 78.64
2176 | GoodWe | LX F9.8-H | N/A | GoodWe | GW20K-ET | 8 | 78.64
2177 | GoodWe | LX F9.8-H | N/A | GoodWe | GW5000N-EH | 8 | 78.64
2178 | GoodWe | LX F9.8-H | N/A | GoodWe | GW15K-ET | 8 | 78.64
2179 | GoodWe | LX F9.8-H | N/A | GoodWe | GW29.9K-ET | 8 | 78.64
2180 | GoodWe | LX F9.8-H | N/A | GoodWe | GW6000N-EH | 8 | 78.64
2181 | GoodWe | LX F9.8-H | N/A | GoodWe | GW3600N-EH | 8 | 78.64
2182 | GoodWe | LX F16.4-H | N/A | GoodWe | GW25K-ET | 5 | 81.9
2183 | GoodWe | LX F16.4-H | N/A | GoodWe | GW15K-ET | 5 | 81.9
2184 | GoodWe | LX F16.4-H | N/A | GoodWe | GW29.9K-ET | 5 | 81.9
2185 | GoodWe | LX F16.4-H | N/A | GoodWe | GW5000N-EH | 5 | 81.9
2186 | GoodWe | LX F16.4-H | N/A | GoodWe | GW20K-ET | 5 | 81.9
2187 | GoodWe | LX F16.4-H | N/A | GoodWe | GW3600N-EH | 5 | 81.9
2188 | GoodWe | LX F16.4-H | N/A | GoodWe | GW6000N-EH | 5 | 81.9
2189 | GoodWe | LX F13.1-H | N/A | GoodWe | GW20K-ET | 7 | 91.7
2190 | GoodWe | LX F13.1-H | N/A | GoodWe | GW25K-ET | 7 | 91.7
2191 | GoodWe | LX F13.1-H | N/A | GoodWe | GW6000N-EH | 7 | 91.7
2192 | GoodWe | LX F13.1-H | N/A | GoodWe | GW3600N-EH | 7 | 91.7
2193 | GoodWe | LX F13.1-H | N/A | GoodWe | GW15K-ET | 7 | 91.7
2194 | GoodWe | LX F13.1-H | N/A | GoodWe | GW29.9K-ET | 7 | 91.7
2195 | GoodWe | LX F13.1-H | N/A | GoodWe | GW5000N-EH | 7 | 91.7
2196 | GoodWe | LX F16.4-H | N/A | GoodWe | GW25K-ET | 6 | 98.28
2197 | GoodWe | LX F16.4-H | N/A | GoodWe | GW5000N-EH | 6 | 98.28
2198 | GoodWe | LX F16.4-H | N/A | GoodWe | GW3600N-EH | 6 | 98.28
2199 | GoodWe | LX F16.4-H | N/A | GoodWe | GW20K-ET | 6 | 98.28
2200 | GoodWe | LX F16.4-H | N/A | GoodWe | GW15K-ET | 6 | 98.28
2201 | GoodWe | LX F16.4-H | N/A | GoodWe | GW29.9K-ET | 6 | 98.28
2202 | GoodWe | LX F16.4-H | N/A | GoodWe | GW6000N-EH | 6 | 98.28
2203 | GoodWe | LX C101-10 | N/A | GoodWe | GW50K-BTC | 1 | 101
2204 | GoodWe | LX C101-10 | N/A | GoodWe | GW50K-ETC | 1 | 101
2205 | GoodWe | LX F13.1-H | N/A | GoodWe | GW25K-ET | 8 | 104.8
2206 | GoodWe | LX F13.1-H | N/A | GoodWe | GW29.9K-ET | 8 | 104.8
2207 | GoodWe | LX F13.1-H | N/A | GoodWe | GW3600N-EH | 8 | 104.8
2208 | GoodWe | LX F13.1-H | N/A | GoodWe | GW5000N-EH | 8 | 104.8
2209 | GoodWe | LX F13.1-H | N/A | GoodWe | GW6000N-EH | 8 | 104.8
2210 | GoodWe | LX F13.1-H | N/A | GoodWe | GW20K-ET | 8 | 104.8
2211 | GoodWe | LX F13.1-H | N/A | GoodWe | GW15K-ET | 8 | 104.8
2212 | GoodWe | LX F16.4-H | N/A | GoodWe | GW25K-ET | 7 | 114.66
2213 | GoodWe | LX F16.4-H | N/A | GoodWe | GW20K-ET | 7 | 114.66
2214 | GoodWe | LX F16.4-H | N/A | GoodWe | GW3600N-EH | 7 | 114.66
2215 | GoodWe | LX F16.4-H | N/A | GoodWe | GW29.9K-ET | 7 | 114.66
2216 | GoodWe | LX F16.4-H | N/A | GoodWe | GW5000N-EH | 7 | 114.66
2217 | GoodWe | LX F16.4-H | N/A | GoodWe | GW6000N-EH | 7 | 114.66
2218 | GoodWe | LX F16.4-H | N/A | GoodWe | GW15K-ET | 7 | 114.66
2219 | GoodWe | LX C120-10 | N/A | GoodWe | GW50K-BTC | 1 | 120
2220 | GoodWe | LX C120-10 | N/A | GoodWe | GW50K-ETC | 1 | 120
2221 | GoodWe | LX F16.4-H | N/A | GoodWe | GW15K-ET | 8 | 131.04
2222 | GoodWe | LX F16.4-H | N/A | GoodWe | GW5000N-EH | 8 | 131.04
2223 | GoodWe | LX F16.4-H | N/A | GoodWe | GW20K-ET | 8 | 131.04
2224 | GoodWe | LX F16.4-H | N/A | GoodWe | GW6000N-EH | 8 | 131.04
2225 | GoodWe | LX F16.4-H | N/A | GoodWe | GW25K-ET | 8 | 131.04
2226 | GoodWe | LX F16.4-H | N/A | GoodWe | GW29.9K-ET | 8 | 131.04
2227 | GoodWe | LX F16.4-H | N/A | GoodWe | GW3600N-EH | 8 | 131.04
2228 | GoodWe | LX C138-10 | N/A | GoodWe | GW50K-BTC | 1 | 138
2229 | GoodWe | LX C138-10 | N/A | GoodWe | GW50K-ETC | 1 | 138
2230 | GoodWe | LX C156-10 | N/A | GoodWe | GW50K-ETC | 1 | 156
2231 | GoodWe | LX C156-10 | N/A | GoodWe | GW50K-BTC | 1 | 156
2232 | GoodWe | LX C101-10 | N/A | GoodWe | GW50K-BTC | 2 | 202
2233 | GoodWe | LX C101-10 | N/A | GoodWe | GW50K-ETC | 2 | 202
2234 | GoodWe | LX C120-10 | N/A | GoodWe | GW50K-BTC | 2 | 240
2235 | GoodWe | LX C120-10 | N/A | GoodWe | GW50K-ETC | 2 | 240
2236 | GoodWe | LX C138-10 | N/A | GoodWe | GW50K-ETC | 2 | 276
2237 | GoodWe | LX C138-10 | N/A | GoodWe | GW50K-BTC | 2 | 276
2238 | GoodWe | LX C101-10 | N/A | GoodWe | GW50K-BTC | 3 | 303
2239 | GoodWe | LX C101-10 | N/A | GoodWe | GW50K-ETC | 3 | 303
2240 | GoodWe | LX C156-10 | N/A | GoodWe | GW50K-BTC | 2 | 312
2241 | GoodWe | LX C156-10 | N/A | GoodWe | GW50K-ETC | 2 | 312
2242 | GoodWe | LX C120-10 | N/A | GoodWe | GW50K-BTC | 3 | 360
2243 | GoodWe | LX C120-10 | N/A | GoodWe | GW50K-ETC | 3 | 360
2244 | GoodWe | LX C138-10 | N/A | GoodWe | GW50K-ETC | 3 | 414
2245 | GoodWe | LX C138-10 | N/A | GoodWe | GW50K-BTC | 3 | 414
2246 | GoodWe | LX C156-10 | N/A | GoodWe | GW50K-BTC | 3 | 468
2247 | GoodWe | LX C156-10 | N/A | GoodWe | GW50K-ETC | 3 | 468
2248 | GoodWe | LX F 9.6-H-20 | N/A | GoodWe | GW10KL-ET | 1 | 9.6
2249 | GoodWe | LX F 9.6-H-20 | N/A | GoodWe | GW6000N-EH | 1 | 9.6
2250 | GoodWe | LX F 9.6-H-20 | N/A | GoodWe | GW6KL-ET | 1 | 9.6
2251 | GoodWe | LX F 9.6-H-20 | N/A | GoodWe | GW3600N-EH | 1 | 9.6
2252 | GoodWe | LX F 9.6-H-20 | N/A | GoodWe | GW5000N-EH | 1 | 9.6
2253 | GoodWe | LX F 9.6-H-20 | N/A | GoodWe | GW5KL-ET | 1 | 9.6
2254 | GoodWe | LX F 9.6-H-20 | N/A | GoodWe | GEH5.0-1U-10 | 1 | 9.6
2255 | GoodWe | LX F 9.6-H-20 | N/A | GoodWe | GEH8.6-1U-10 | 1 | 9.6
2256 | GoodWe | LX F 9.6-H-20 | N/A | GoodWe | GEH10-1U-10 | 1 | 9.6
2257 | GoodWe | LX F 9.6-H-20 | N/A | GoodWe | GW8KL-ET | 1 | 9.6
2258 | GoodWe | LX F 12.8-H-20 | N/A | GoodWe | GW29.9K-ET | 1 | 12.8
2259 | GoodWe | LX F 12.8-H-20 | N/A | GoodWe | GEH8.6-1U-10 | 1 | 12.8
2260 | GoodWe | LX F 12.8-H-20 | N/A | GoodWe | GW25K-ET | 1 | 12.8
2261 | GoodWe | LX F 12.8-H-20 | N/A | GoodWe | GEH10-1U-10 | 1 | 12.8
2262 | GoodWe | LX F 12.8-H-20 | N/A | GoodWe | GW20K-ET | 1 | 12.8
2263 | GoodWe | LX F 12.8-H-20 | N/A | GoodWe | GW5000N-EH | 1 | 12.8
2264 | GoodWe | LX F 12.8-H-20 | N/A | GoodWe | GW15K-ET | 1 | 12.8
2265 | GoodWe | LX F 12.8-H-20 | N/A | GoodWe | GW10KL-ET | 1 | 12.8
2266 | GoodWe | LX F 12.8-H-20 | N/A | GoodWe | GW6000N-EH | 1 | 12.8
2267 | GoodWe | LX F 12.8-H-20 | N/A | GoodWe | GW8KL-ET | 1 | 12.8
2268 | GoodWe | LX F 12.8-H-20 | N/A | GoodWe | GW6KL-ET | 1 | 12.8
2269 | GoodWe | LX F 12.8-H-20 | N/A | GoodWe | GW5KL-ET | 1 | 12.8
2270 | GoodWe | LX F 12.8-H-20 | N/A | GoodWe | GEH5.0-1U-10 | 1 | 12.8
2271 | GoodWe | LX F 12.8-H-20 | N/A | GoodWe | GW3600N-EH | 1 | 12.8
2272 | GoodWe | LX F 16-H-20 | N/A | GoodWe | GW6000N-EH | 1 | 16
2273 | GoodWe | LX F 16-H-20 | N/A | GoodWe | GW10KL-ET | 1 | 16
2274 | GoodWe | LX F 16-H-20 | N/A | GoodWe | GW5KL-ET | 1 | 16
2275 | GoodWe | LX F 16-H-20 | N/A | GoodWe | GW6KL-ET | 1 | 16
2276 | GoodWe | LX F 16-H-20 | N/A | GoodWe | GW5000N-EH | 1 | 16
2277 | GoodWe | LX F 16-H-20 | N/A | GoodWe | GW25K-ET | 1 | 16
2278 | GoodWe | LX F 16-H-20 | N/A | GoodWe | GEH10-1U-10 | 1 | 16
2279 | GoodWe | LX F 16-H-20 | N/A | GoodWe | GW29.9K-ET | 1 | 16
2280 | GoodWe | LX F 16-H-20 | N/A | GoodWe | GEH8.6-1U-10 | 1 | 16
2281 | GoodWe | LX F 16-H-20 | N/A | GoodWe | GEH5.0-1U-10 | 1 | 16
2282 | GoodWe | LX F 16-H-20 | N/A | GoodWe | GW8KL-ET | 1 | 16
2283 | GoodWe | LX F 16-H-20 | N/A | GoodWe | GW20K-ET | 1 | 16
2284 | GoodWe | LX F 16-H-20 | N/A | GoodWe | GW3600N-EH | 1 | 16
2285 | GoodWe | LX F 16-H-20 | N/A | GoodWe | GW15K-ET | 1 | 16
2286 | GoodWe | LX F 19.2-H-20 | N/A | GoodWe | GW25K-ET | 1 | 19.2
2287 | GoodWe | LX F 19.2-H-20 | N/A | GoodWe | GEH5.0-1U-10 | 1 | 19.2
2288 | GoodWe | LX F 19.2-H-20 | N/A | GoodWe | GW20K-ET | 1 | 19.2
2289 | GoodWe | LX F 19.2-H-20 | N/A | GoodWe | GW29.9K-ET | 1 | 19.2
2290 | GoodWe | LX F 19.2-H-20 | N/A | GoodWe | GEH8.6-1U-10 | 1 | 19.2
2291 | GoodWe | LX F 19.2-H-20 | N/A | GoodWe | GEH10-1U-10 | 1 | 19.2
2292 | GoodWe | LX F 19.2-H-20 | N/A | GoodWe | GW3600N-EH | 1 | 19.2
2293 | GoodWe | LX F 19.2-H-20 | N/A | GoodWe | GW8KL-ET | 1 | 19.2
2294 | GoodWe | LX F 19.2-H-20 | N/A | GoodWe | GW6KL-ET | 1 | 19.2
2295 | GoodWe | LX F 19.2-H-20 | N/A | GoodWe | GW5KL-ET | 1 | 19.2
2296 | GoodWe | LX F 19.2-H-20 | N/A | GoodWe | GW15K-ET | 1 | 19.2
2297 | GoodWe | LX F 19.2-H-20 | N/A | GoodWe | GW6000N-EH | 1 | 19.2
2298 | GoodWe | LX F 19.2-H-20 | N/A | GoodWe | GW10KL-ET | 1 | 19.2
2299 | GoodWe | LX F 19.2-H-20 | N/A | GoodWe | GW5000N-EH | 1 | 19.2
2300 | GoodWe | LX F 22.4-H-20 | N/A | GoodWe | GW5KL-ET | 1 | 22.4
2301 | GoodWe | LX F 22.4-H-20 | N/A | GoodWe | GW29.9K-ET | 1 | 22.4
2302 | GoodWe | LX F 22.4-H-20 | N/A | GoodWe | GW25K-ET | 1 | 22.4
2303 | GoodWe | LX F 22.4-H-20 | N/A | GoodWe | GW20K-ET | 1 | 22.4
2304 | GoodWe | LX F 22.4-H-20 | N/A | GoodWe | GW8KL-ET | 1 | 22.4
2305 | GoodWe | LX F 22.4-H-20 | N/A | GoodWe | GW6KL-ET | 1 | 22.4
2306 | GoodWe | LX F 22.4-H-20 | N/A | GoodWe | GW10KL-ET | 1 | 22.4
2307 | GoodWe | LX F 22.4-H-20 | N/A | GoodWe | GW15K-ET | 1 | 22.4
2308 | GoodWe | LX F 25.6-H-20 | N/A | GoodWe | GW6KL-ET | 1 | 25.6
2309 | GoodWe | LX F 25.6-H-20 | N/A | GoodWe | GW5KL-ET | 1 | 25.6
2310 | GoodWe | LX F 25.6-H-20 | N/A | GoodWe | GW15K-ET | 1 | 25.6
2311 | GoodWe | LX F 25.6-H-20 | N/A | GoodWe | GW25K-ET | 1 | 25.6
2312 | GoodWe | LX F 25.6-H-20 | N/A | GoodWe | GW20K-ET | 1 | 25.6
2313 | GoodWe | LX F 25.6-H-20 | N/A | GoodWe | GW10KL-ET | 1 | 25.6
2314 | GoodWe | LX F 25.6-H-20 | N/A | GoodWe | GW8KL-ET | 1 | 25.6
2315 | GoodWe | LX F 25.6-H-20 | N/A | GoodWe | GW29.9K-ET | 1 | 25.6
2316 | GoodWe | LX F 28.8-H-20 | N/A | GoodWe | GW29.9K-ET | 1 | 28.8
2317 | GoodWe | LX F 28.8-H-20 | N/A | GoodWe | GW25K-ET | 1 | 28.8
2318 | GoodWe | LX F 28.8-H-20 | N/A | GoodWe | GW20K-ET | 1 | 28.8
2319 | GoodWe | LX F 28.8-H-20 | N/A | GoodWe | GW15K-ET | 1 | 28.8
2320 | Green Solutions Inc. | HOMEE11 | N/A | Growatt | Growatt SPH5000 inverter | 1 | 8.3
2321 | Green Solutions Inc. | Home E10 | N/A | Solis | RHI-5K-48ES-5G | 1 | 9.7
2322 | Green Solutions Inc. | Home E10 | N/A | Solis | S6-EH1P4.6K-L | 1 | 9.7
2323 | Green Solutions Inc. | Home E10 | N/A | Solis | RHI-4.6K-48ES-5G | 1 | 9.7
2324 | Green Solutions Inc. | Home E10 | N/A | Solis | S6-EH1P3.6K-L | 1 | 9.7
2325 | Green Solutions Inc. | Home E10 | N/A | Solis | S6-EH1P3K-L | 1 | 9.7
2326 | Green Solutions Inc. | Home E10 | N/A | Solis | S5-EH1P6K-L | 1 | 9.7
2327 | Green Solutions Inc. | Home E10 | N/A | Solis | S5-EH1P5K-L | 1 | 9.7
2328 | Green Solutions Inc. | Home E10 | N/A | Solis | S5-EH1P3.6K-L | 1 | 9.7
2329 | Green Solutions Inc. | Home E10 | N/A | Solis | RHI-6K-48ES-5G | 1 | 9.7
2330 | Green Solutions Inc. | Home E10 | N/A | Solis | RHI-5K-48ES-5G | 1 | 9.7
2331 | Green Solutions Inc. | Home E10 | N/A | Solis | RHI-3K-48ES-5G | 1 | 9.7
2332 | Green Solutions Inc. | Home E10 | N/A | Solis | S6-EH1P6K-L | 1 | 9.7
2333 | Green Solutions Inc. | Home E10 | N/A | Solis | S5-EH1P4.6K-L | 1 | 9.7
2334 | Green Solutions Inc. | Home E10 | N/A | Solis | RHI-3.6K-48ES-5G | 1 | 9.7
2335 | Green Solutions Inc. | Home E10 | N/A | Solis | RHI-3K-48ES-5G | 1 | 9.7
2336 | Green Solutions Inc. | Home E10 | N/A | Solis | S5-EH1P3K-L | 1 | 9.7
2337 | Green Solutions Inc. | Home E10 | N/A | Solis | RHI-3.6K-48ES-5G | 1 | 9.7
2338 | Green Solutions Inc. | Home E10 | N/A | Solis | S6-EH1P5K-L | 1 | 9.7
2339 | Green Solutions Inc. | Home E10 | N/A | Solis | RHI-4.6K-48ES-5G | 1 | 9.7
2340 | Green Solutions Inc. | Home E10 | N/A | Solis | RHI-6K-48ES-5G | 1 | 9.7
2341 | Green Solutions Inc. | Home E10 | N/A | Solis | S6-EH1P4.6K-L | 2 | 19.4
2342 | Green Solutions Inc. | Home E10 | N/A | Solis | RHI-5K-48ES-5G | 2 | 19.4
2343 | Green Solutions Inc. | Home E10 | N/A | Solis | RHI-4.6K-48ES-5G | 2 | 19.4
2344 | Green Solutions Inc. | Home E10 | N/A | Solis | S6-EH1P3.6K-L | 2 | 19.4
2345 | Green Solutions Inc. | Home E10 | N/A | Solis | RHI-6K-48ES-5G | 2 | 19.4
2346 | Green Solutions Inc. | Home E10 | N/A | Solis | RHI-3K-48ES-5G | 2 | 19.4
2347 | Green Solutions Inc. | Home E10 | N/A | Solis | S5-EH1P6K-L | 2 | 19.4
2348 | Green Solutions Inc. | Home E10 | N/A | Solis | S5-EH1P3K-L | 2 | 19.4
2349 | Green Solutions Inc. | Home E10 | N/A | Solis | S5-EH1P5K-L | 2 | 19.4
2350 | Green Solutions Inc. | Home E10 | N/A | Solis | S6-EH1P5K-L | 2 | 19.4
2351 | Green Solutions Inc. | Home E10 | N/A | Solis | RHI-3.6K-48ES-5G | 2 | 19.4
2352 | Green Solutions Inc. | Home E10 | N/A | Solis | S6-EH1P3K-L | 2 | 19.4
2353 | Green Solutions Inc. | Home E10 | N/A | Solis | S6-EH1P6K-L | 2 | 19.4
2354 | Green Solutions Inc. | Home E10 | N/A | Solis | S5-EH1P3.6K-L | 2 | 19.4
2355 | Green Solutions Inc. | Home E10 | N/A | Solis | S5-EH1P4.6K-L | 2 | 19.4
2356 | Green Solutions Inc. | Home E10 | N/A | Solis | S5-EH1P6K-L | 3 | 29.1
2357 | Green Solutions Inc. | Home E10 | N/A | Solis | RHI-3K-48ES-5G | 3 | 29.1
2358 | Green Solutions Inc. | Home E10 | N/A | Solis | RHI-6K-48ES-5G | 3 | 29.1
2359 | Green Solutions Inc. | Home E10 | N/A | Solis | RHI-5K-48ES-5G | 3 | 29.1
2360 | Green Solutions Inc. | Home E10 | N/A | Solis | S6-EH1P6K-L | 3 | 29.1
2361 | Green Solutions Inc. | Home E10 | N/A | Solis | S6-EH1P3.6K-L | 3 | 29.1
2362 | Green Solutions Inc. | Home E10 | N/A | Solis | RHI-4.6K-48ES-5G | 3 | 29.1
2363 | Green Solutions Inc. | Home E10 | N/A | Solis | S6-EH1P4.6K-L | 3 | 29.1
2364 | Green Solutions Inc. | Home E10 | N/A | Solis | RHI-3.6K-48ES-5G | 3 | 29.1
2365 | Green Solutions Inc. | Home E10 | N/A | Solis | S5-EH1P3K-L | 3 | 29.1
2366 | Green Solutions Inc. | Home E10 | N/A | Solis | S5-EH1P4.6K-L | 3 | 29.1
2367 | Green Solutions Inc. | Home E10 | N/A | Solis | S6-EH1P5K-L | 3 | 29.1
2368 | Green Solutions Inc. | Home E10 | N/A | Solis | S5-EH1P5K-L | 3 | 29.1
2369 | Green Solutions Inc. | Home E10 | N/A | Solis | S5-EH1P3.6K-L | 3 | 29.1
2370 | Green Solutions Inc. | Home E10 | N/A | Solis | S6-EH1P3K-L | 3 | 29.1
2371 | Green Solutions Inc. | Home E10 | N/A | Solis | RHI-3K-48ES-5G | 4 | 38.8
2372 | Green Solutions Inc. | Home E10 | N/A | Solis | S5-EH1P4.6K-L | 4 | 38.8
2373 | Green Solutions Inc. | Home E10 | N/A | Solis | S6-EH1P5K-L | 4 | 38.8
2374 | Green Solutions Inc. | Home E10 | N/A | Solis | RHI-6K-48ES-5G | 4 | 38.8
2375 | Green Solutions Inc. | Home E10 | N/A | Solis | RHI-3.6K-48ES-5G | 4 | 38.8
2376 | Green Solutions Inc. | Home E10 | N/A | Solis | S6-EH1P3.6K-L | 4 | 38.8
2377 | Green Solutions Inc. | Home E10 | N/A | Solis | RHI-5K-48ES-5G | 4 | 38.8
2378 | Green Solutions Inc. | Home E10 | N/A | Solis | S5-EH1P3.6K-L | 4 | 38.8
2379 | Green Solutions Inc. | Home E10 | N/A | Solis | S5-EH1P6K-L | 4 | 38.8
2380 | Green Solutions Inc. | Home E10 | N/A | Solis | S5-EH1P3K-L | 4 | 38.8
2381 | Green Solutions Inc. | Home E10 | N/A | Solis | S6-EH1P6K-L | 4 | 38.8
2382 | Green Solutions Inc. | Home E10 | N/A | Solis | S5-EH1P5K-L | 4 | 38.8
2383 | Green Solutions Inc. | Home E10 | N/A | Solis | S6-EH1P4.6K-L | 4 | 38.8
2384 | Green Solutions Inc. | Home E10 | N/A | Solis | S6-EH1P3K-L | 4 | 38.8
2385 | Green Solutions Inc. | Home E10 | N/A | Solis | RHI-4.6K-48ES-5G | 4 | 38.8
2386 | Growatt | GBLI 6532 | N/A | Growatt | Growatt SPH5000 inverter | 1 | 6
2387 | Growatt | GBLI 6531 | N/A | Growatt | Growatt SPH5000 inverter | 1 | 6
2388 | Growatt | GBLI 6531 | N/A | Growatt | Growatt SPH6000 inverter | 1 | 6
2389 | Growatt | GBLI 6531 | N/A | Growatt | Growatt SPH6000 inverter | 1 | 6
2390 | Growatt | GBLI 6532 | N/A | Growatt | Growatt SPH5000 inverter | 1 | 6
2391 | Growatt | GBLI 6531 | N/A | Growatt | Growatt SPH6000 inverter | 1 | 6
2392 | Growatt | GBLI 6531 | N/A | Growatt | Growatt SPH5000 inverter | 1 | 6
2393 | Growatt | GBLI 6531 | N/A | Growatt | Growatt SPH6000 inverter | 1 | 6
2394 | Growatt | GBLI 6531 | N/A | Growatt | Growatt SPH5000 inverter | 1 | 6
2395 | Growatt | GBLI 6531 | N/A | Growatt | Growatt SPH6000 inverter | 1 | 6
2396 | Growatt | GBLI 6531 | N/A | Growatt | Growatt SPH6000 inverter | 1 | 6
2397 | Growatt | GBLI 6531 | N/A | Growatt | Growatt SPH5000 inverter | 1 | 6
2398 | Growatt | GBLI 6531 | N/A | Growatt | Growatt SPH5000 inverter | 1 | 6
2399 | Growatt | GBLI 6531 | N/A | Growatt | Growatt SPH6000 inverter | 1 | 6
2400 | Growatt | GBLI 6532 | N/A | Growatt | Growatt SPH6000 inverter | 1 | 6
2401 | Growatt | GBLI 6531 | N/A | Growatt | Growatt SPH5000 inverter | 1 | 6
2402 | Growatt | GBLI 6532 | N/A | Growatt | Growatt SPH6000 inverter | 1 | 6
2403 | Growatt | ARK 7.6XH-A1 | N/A | Growatt | Growatt MIN 4200TL-XA | 1 | 6.75
2404 | Growatt | ARK 7.6XH-A1 | N/A | Growatt | Growatt MIN 6000TL-XA | 1 | 6.75
2405 | Growatt | ARK 7.6XH-A1 | N/A | Growatt | Growatt MIN 4600TL-XA | 1 | 6.75
2406 | Growatt | ARK 7.6XH-A1 | N/A | Growatt | Growatt MIN 3600TL-XA | 1 | 6.75
2407 | Growatt | ARK 7.6XH-A1 | N/A | Growatt | Growatt MIN 2500TL-XA | 1 | 6.75
2408 | Growatt | ARK 7.6XH-A1 | N/A | Growatt | Growatt MIN 3000TL-XA | 1 | 6.75
2409 | Growatt | ARK 7.6XH-A1 | N/A | Growatt | Growatt MIN 3600TL-XA | 1 | 6.75
2410 | Growatt | ARK 7.6XH-A1 | N/A | Growatt | Growatt MIN 5000TL-XA | 1 | 6.75
2411 | Growatt | ARK 7.6XH-A1 | N/A | Growatt | Growatt MIN 2500TL-XA | 1 | 6.75
2412 | Growatt | ARK 7.6XH-A1 | N/A | Growatt | Growatt MIN 6000TL-XA | 1 | 6.75
2413 | Growatt | ARK 7.6XH-A1 | N/A | Growatt | Growatt MIN 4200TL-XA | 1 | 6.75
2414 | Growatt | ARK 7.6XH-A1 | N/A | Growatt | Growatt MIN 5000TL-XA | 1 | 6.75
2415 | Growatt | ARK 7.6XH-A1 | N/A | Growatt | Growatt MIN 4600TL-XA | 1 | 6.75
2416 | Growatt | ARK 7.6XH-A1 | N/A | Growatt | Growatt MIN 3000TL-XA | 1 | 6.75
2417 | Growatt | ARK 7.6L-A1 | N/A | Growatt | Growatt SPH3000 | 1 | 6.9
2418 | Growatt | ARK 7.6L-A1 | N/A | Growatt | Growatt SPH5000 | 1 | 6.9
2419 | Growatt | ARK 7.6L-A1 | N/A | Growatt | Growatt SPH4000 | 1 | 6.9
2420 | Growatt | ARK 7.6L-A1 | N/A | Growatt | Growatt SPH3000 | 1 | 6.9
2421 | Growatt | ARK 7.6L-A1 | N/A | Growatt | Growatt SPH4000 | 1 | 6.9
2422 | Growatt | ARK 7.6L-A1 | N/A | Growatt | Growatt SPH6000 | 1 | 6.9
2423 | Growatt | ARK 7.6L-A1 | N/A | Growatt | Growatt SPH5000 | 1 | 6.9
2424 | Growatt | ARK 7.6L-A1 | N/A | Growatt | Growatt SPH6000 | 1 | 6.9
2425 | Growatt | ARK 7.6XH-A1 | N/A | Growatt | MIN 6000TL-XH | 1 | 6.91
2426 | Growatt | ARK 7.6XH-A1 | N/A | Growatt | MIN 5000TL-XH | 1 | 6.91
2427 | Growatt | ARK 7.6XH-A1 | N/A | Growatt | MIN 5000TL-XH | 1 | 6.91
2428 | Growatt | ARK 7.6XH-A1 | N/A | Growatt | MIN 4000TL-XH | 1 | 6.91
2429 | Growatt | ARK 7.6XH-A1 | N/A | Growatt | MIN 3000TL-XH | 1 | 6.91
2430 | Growatt | ARK 7.6XH-A1 | N/A | Growatt | MIN 3600TL-XH | 1 | 6.91
2431 | Growatt | ARK 7.6XH-A1 | N/A | Growatt | MIN 4600TL-XH | 1 | 6.91
2432 | Growatt | ARK 7.6XH-A1 | N/A | Growatt | MIN 6000TL-XH | 1 | 6.91
2433 | Growatt | ARK 7.6XH-A1 | N/A | Growatt | MIN 4200TL-XH | 1 | 6.91
2434 | Growatt | ARK 7.6XH-A1 | N/A | Growatt | MIN 4000TL-XH | 1 | 6.91
2435 | Growatt | ARK 7.6XH-A1 | N/A | Growatt | MIN 3000TL-XH | 1 | 6.91
2436 | Growatt | ARK 7.6XH-A1 | N/A | Growatt | MIN 4600TL-XH | 1 | 6.91
2437 | Growatt | ARK 7.6XH-A1 | N/A | Growatt | MIN 2500TL-XH | 1 | 6.91
2438 | Growatt | ARK 7.6XH-A1 | N/A | Growatt | MIN 4200TL-XH | 1 | 6.91
2439 | Growatt | ARK 7.6XH-A1 | N/A | Growatt | MIN 3600TL-XH | 1 | 6.91
2440 | Growatt | ARK 7.6XH-A1 | N/A | Growatt | MIN 2500TL-XH | 1 | 6.91
2441 | Growatt | ARK 10.2XH-A1 | N/A | Growatt | Growatt MIN 4600TL-XA | 1 | 9
2442 | Growatt | ARK 10.2XH-A1 | N/A | Growatt | Growatt MIN 4600TL-XA | 1 | 9
2443 | Growatt | ARK 10.2XH-A1 | N/A | Growatt | Growatt MIN 5000TL-XA | 1 | 9
2444 | Growatt | ARK 10.2XH-A1 | N/A | Growatt | Growatt MIN 6000TL-XA | 1 | 9
2445 | Growatt | ARK 10.2XH-A1 | N/A | Growatt | Growatt MIN 6000TL-XA | 1 | 9
2446 | Growatt | ARK 10.2XH-A1 | N/A | Growatt | Growatt MIN 5000TL-XA | 1 | 9
2447 | Growatt | ARK 10.2XH-A1 | N/A | Growatt | Growatt MIN 3000TL-XA | 1 | 9
2448 | Growatt | ARK 10.2XH-A1 | N/A | Growatt | Growatt MIN 3600TL-XA | 1 | 9
2449 | Growatt | ARK 10.2XH-A1 | N/A | Growatt | Growatt MIN 3600TL-XA | 1 | 9
2450 | Growatt | ARK 10.2XH-A1 | N/A | Growatt | Growatt MIN 3000TL-XA | 1 | 9
2451 | Growatt | ARK 10.2XH-A1 | N/A | Growatt | Growatt MIN 2500TL-XA | 1 | 9
2452 | Growatt | ARK 10.2XH-A1 | N/A | Growatt | Growatt MIN 4200TL-XA | 1 | 9
2453 | Growatt | ARK 10.2XH-A1 | N/A | Growatt | Growatt MIN 2500TL-XA | 1 | 9
2454 | Growatt | ARK 10.2XH-A1 | N/A | Growatt | Growatt MIN 4200TL-XA | 1 | 9
2455 | Growatt | ARK 10.2L-A1 | N/A | Growatt | Growatt SPH6000 | 1 | 9.2
2456 | Growatt | ARK 10.2L-A1 | N/A | Growatt | Growatt SPH4000 | 1 | 9.2
2457 | Growatt | ARK 10.2L-A1 | N/A | Growatt | Growatt SPH3000 | 1 | 9.2
2458 | Growatt | ARK 10.2L-A1 | N/A | Growatt | Growatt SPH3000 | 1 | 9.2
2459 | Growatt | ARK 10.2L-A1 | N/A | Growatt | Growatt SPH6000 | 1 | 9.2
2460 | Growatt | ARK 10.2L-A1 | N/A | Growatt | Growatt SPH4000 | 1 | 9.2
2461 | Growatt | ARK 10.2L-A1 | N/A | Growatt | Growatt SPH5000 | 1 | 9.2
2462 | Growatt | ARK 10.2L-A1 | N/A | Growatt | Growatt SPH5000 | 1 | 9.2
2463 | Growatt | ARK 10.2XH-A1 | N/A | Growatt | MIN 4600TL-XH | 1 | 9.22
2464 | Growatt | ARK 10.2XH-A1 | N/A | Growatt | MIN 4200TL-XH | 1 | 9.22
2465 | Growatt | ARK 10.2XH-A1 | N/A | Growatt | MIN 4000TL-XH | 1 | 9.22
2466 | Growatt | ARK 10.2XH-A1 | N/A | Growatt | MIN 4600TL-XH | 1 | 9.22
2467 | Growatt | ARK 10.2XH-A1 | N/A | Growatt | MIN 6000TL-XH | 1 | 9.22
2468 | Growatt | ARK 10.2XH-A1 | N/A | Growatt | MIN 5000TL-XH | 1 | 9.22
2469 | Growatt | ARK 10.2XH-A1 | N/A | Growatt | MIN 3600TL-XH | 1 | 9.22
2470 | Growatt | ARK 10.2XH-A1 | N/A | Growatt | MIN 2500TL-XH | 1 | 9.22
2471 | Growatt | ARK 10.2XH-A1 | N/A | Growatt | MIN 3000TL-XH | 1 | 9.22
2472 | Growatt | ARK 10.2XH-A1 | N/A | Growatt | MIN 4200TL-XH | 1 | 9.22
2473 | Growatt | ARK 10.2XH-A1 | N/A | Growatt | MIN 3600TL-XH | 1 | 9.22
2474 | Growatt | ARK 10.2XH-A1 | N/A | Growatt | MIN 4000TL-XH | 1 | 9.22
2475 | Growatt | ARK 10.2XH-A1 | N/A | Growatt | MIN 2500TL-XH | 1 | 9.22
2476 | Growatt | ARK 10.2XH-A1 | N/A | Growatt | MIN 5000TL-XH | 1 | 9.22
2477 | Growatt | ARK 10.2XH-A1 | N/A | Growatt | MIN 3000TL-XH | 1 | 9.22
2478 | Growatt | ARK 10.2XH-A1 | N/A | Growatt | MIN 6000TL-XH | 1 | 9.22
2479 | Growatt | ARK 12.8XH-A1 | N/A | Growatt | MIN 2500TL-XH | 1 | 11.25
2480 | Growatt | ARK 12.8XH-A1 | N/A | Growatt | Growatt MIN 6000TL-XA | 1 | 11.25
2481 | Growatt | ARK 12.8XH-A1 | N/A | Growatt | MIN 5000TL-XH | 1 | 11.25
2482 | Growatt | ARK 12.8XH-A1 | N/A | Growatt | MIN 6000TL-XH | 1 | 11.25
2483 | Growatt | ARK 12.8XH-A1 | N/A | Growatt | MIN 4600TL-XH | 1 | 11.25
2484 | Growatt | ARK 12.8XH-A1 | N/A | Growatt | MIN 6000TL-XH | 1 | 11.25
2485 | Growatt | ARK 12.8XH-A1 | N/A | Growatt | MIN 3600TL-XH | 1 | 11.25
2486 | Growatt | ARK 12.8XH-A1 | N/A | Growatt | Growatt MIN 4600TL-XA | 1 | 11.25
2487 | Growatt | ARK 12.8XH-A1 | N/A | Growatt | MIN 4000TL-XH | 1 | 11.25
2488 | Growatt | ARK 12.8XH-A1 | N/A | Growatt | MIN 4000TL-XH | 1 | 11.25
2489 | Growatt | ARK 12.8XH-A1 | N/A | Growatt | Growatt MIN 5000TL-XA | 1 | 11.25
2490 | Growatt | ARK 12.8XH-A1 | N/A | Growatt | MIN 4200TL-XH | 1 | 11.25
2491 | Growatt | ARK 12.8XH-A1 | N/A | Growatt | MIN 4200TL-XH | 1 | 11.25
2492 | Growatt | ARK 12.8XH-A1 | N/A | Growatt | Growatt MIN 4200TL-XA | 1 | 11.25
2493 | Growatt | ARK 12.8XH-A1 | N/A | Growatt | Growatt MIN 3600TL-XA | 1 | 11.25
2494 | Growatt | ARK 12.8XH-A1 | N/A | Growatt | MIN 3000TL-XH | 1 | 11.25
2495 | Growatt | ARK 12.8XH-A1 | N/A | Growatt | MIN 2500TL-XH | 1 | 11.25
2496 | Growatt | ARK 12.8XH-A1 | N/A | Growatt | Growatt MIN 5000TL-XA | 1 | 11.25
2497 | Growatt | ARK 12.8XH-A1 | N/A | Growatt | Growatt MIN 2500TL-XA | 1 | 11.25
2498 | Growatt | ARK 12.8XH-A1 | N/A | Growatt | Growatt MIN 2500TL-XA | 1 | 11.25
2499 | Growatt | ARK 12.8XH-A1 | N/A | Growatt | Growatt MIN 3600TL-XA | 1 | 11.25
2500 | Growatt | ARK 12.8XH-A1 | N/A | Growatt | Growatt MIN 4600TL-XA | 1 | 11.25
2501 | Growatt | ARK 12.8XH-A1 | N/A | Growatt | Growatt MIN 3000TL-XA | 1 | 11.25
2502 | Growatt | ARK 12.8XH-A1 | N/A | Growatt | Growatt MIN 4200TL-XA | 1 | 11.25
2503 | Growatt | ARK 12.8XH-A1 | N/A | Growatt | MIN 4600TL-XH | 1 | 11.25
2504 | Growatt | ARK 12.8XH-A1 | N/A | Growatt | MIN 3000TL-XH | 1 | 11.25
2505 | Growatt | ARK 12.8XH-A1 | N/A | Growatt | MIN 3600TL-XH | 1 | 11.25
2506 | Growatt | ARK 12.8XH-A1 | N/A | Growatt | Growatt MIN 3000TL-XA | 1 | 11.25
2507 | Growatt | ARK 12.8XH-A1 | N/A | Growatt | Growatt MIN 6000TL-XA | 1 | 11.25
2508 | Growatt | ARK 12.8XH-A1 | N/A | Growatt | MIN 5000TL-XH | 1 | 11.25
2509 | Growatt | ARK 12.8L-A1 | N/A | Growatt | Growatt SPH5000 | 1 | 11.5
2510 | Growatt | ARK 12.8L-A1 | N/A | Growatt | Growatt SPH6000 | 1 | 11.5
2511 | Growatt | ARK 12.8L-A1 | N/A | Growatt | Growatt SPH5000 | 1 | 11.5
2512 | Growatt | ARK 12.8L-A1 | N/A | Growatt | Growatt SPH6000 | 1 | 11.5
2513 | Growatt | ARK 12.8L-A1 | N/A | Growatt | Growatt SPH3000 | 1 | 11.5
2514 | Growatt | ARK 12.8L-A1 | N/A | Growatt | Growatt SPH4000 | 1 | 11.5
2515 | Growatt | ARK 12.8L-A1 | N/A | Growatt | Growatt SPH4000 | 1 | 11.5
2516 | Growatt | ARK 12.8L-A1 | N/A | Growatt | Growatt SPH3000 | 1 | 11.5
2517 | Growatt | GBLI 6532 | N/A | Growatt | Growatt SPH6000 inverter | 2 | 12
2518 | Growatt | GBLI 6531 | N/A | Growatt | Growatt SPH6000 inverter | 2 | 12
2519 | Growatt | GBLI 6531 | N/A | Growatt | Growatt SPH5000 inverter | 2 | 12
2520 | Growatt | GBLI 6532 | N/A | Growatt | Growatt SPH6000 inverter | 2 | 12
2521 | Growatt | GBLI 6531 | N/A | Growatt | Growatt SPH5000 inverter | 2 | 12
2522 | Growatt | GBLI 6532 | N/A | Growatt | Growatt SPH5000 inverter | 2 | 12
2523 | Growatt | GBLI 6531 | N/A | Growatt | Growatt SPH6000 inverter | 2 | 12
2524 | Growatt | GBLI 6531 | N/A | Growatt | Growatt SPH5000 inverter | 2 | 12
2525 | Growatt | GBLI 6531 | N/A | Growatt | Growatt SPH6000 inverter | 2 | 12
2526 | Growatt | GBLI 6531 | N/A | Growatt | Growatt SPH5000 inverter | 2 | 12
2527 | Growatt | GBLI 6531 | N/A | Growatt | Growatt SPH5000 inverter | 2 | 12
2528 | Growatt | GBLI 6531 | N/A | Growatt | Growatt SPH6000 inverter | 2 | 12
2529 | Growatt | GBLI 6531 | N/A | Growatt | Growatt SPH5000 inverter | 2 | 12
2530 | Growatt | GBLI 6531 | N/A | Growatt | Growatt SPH6000 inverter | 2 | 12
2531 | Growatt | GBLI 6531 | N/A | Growatt | Growatt SPH6000 inverter | 2 | 12
2532 | Growatt | GBLI 6531 | N/A | Growatt | Growatt SPH6000 inverter | 2 | 12
2533 | Growatt | GBLI 6532 | N/A | Growatt | Growatt SPH5000 inverter | 2 | 12
2534 | Growatt | GBLI 6531 | N/A | Growatt | Growatt SPH5000 inverter | 2 | 12
2535 | Growatt | ARK 15.3XH-A1 | N/A | Growatt | MIN 4600TL-XH | 1 | 13.5
2536 | Growatt | ARK 15.3XH-A1 | N/A | Growatt | Growatt MIN 6000TL-XA | 1 | 13.5
2537 | Growatt | ARK 15.3XH-A1 | N/A | Growatt | Growatt MIN 5000TL-XA | 1 | 13.5
2538 | Growatt | ARK 15.3XH-A1 | N/A | Growatt | Growatt MIN 4600TL-XA | 1 | 13.5
2539 | Growatt | ARK 15.3XH-A1 | N/A | Growatt | Growatt MIN 4200TL-XA | 1 | 13.5
2540 | Growatt | ARK 15.3XH-A1 | N/A | Growatt | Growatt MIN 3600TL-XA | 1 | 13.5
2541 | Growatt | ARK 15.3XH-A1 | N/A | Growatt | Growatt MIN 3000TL-XA | 1 | 13.5
2542 | Growatt | ARK 15.3XH-A1 | N/A | Growatt | Growatt MIN 2500TL-XA | 1 | 13.5
2543 | Growatt | ARK 15.3XH-A1 | N/A | Growatt | Growatt MIN 4200TL-XA | 1 | 13.5
2544 | Growatt | ARK 15.3XH-A1 | N/A | Growatt | Growatt MIN 4600TL-XA | 1 | 13.5
2545 | Growatt | ARK 15.3XH-A1 | N/A | Growatt | Growatt MIN 6000TL-XA | 1 | 13.5
2546 | Growatt | ARK 15.3XH-A1 | N/A | Growatt | MIN 5000TL-XH | 1 | 13.5
2547 | Growatt | ARK 15.3XH-A1 | N/A | Growatt | MIN 3000TL-XH | 1 | 13.5
2548 | Growatt | ARK 15.3XH-A1 | N/A | Growatt | MIN 2500TL-XH | 1 | 13.5
2549 | Growatt | ARK 15.3XH-A1 | N/A | Growatt | MIN 6000TL-XH | 1 | 13.5
2550 | Growatt | ARK 15.3XH-A1 | N/A | Growatt | MIN 4200TL-XH | 1 | 13.5
2551 | Growatt | ARK 15.3XH-A1 | N/A | Growatt | MIN 2500TL-XH | 1 | 13.5
2552 | Growatt | ARK 15.3XH-A1 | N/A | Growatt | MIN 3000TL-XH | 1 | 13.5
2553 | Growatt | ARK 15.3XH-A1 | N/A | Growatt | MIN 3600TL-XH | 1 | 13.5
2554 | Growatt | ARK 15.3XH-A1 | N/A | Growatt | Growatt MIN 5000TL-XA | 1 | 13.5
2555 | Growatt | ARK 15.3XH-A1 | N/A | Growatt | MIN 4000TL-XH | 1 | 13.5
2556 | Growatt | ARK 15.3XH-A1 | N/A | Growatt | MIN 4000TL-XH | 1 | 13.5
2557 | Growatt | ARK 15.3XH-A1 | N/A | Growatt | MIN 6000TL-XH | 1 | 13.5
2558 | Growatt | ARK 15.3XH-A1 | N/A | Growatt | MIN 5000TL-XH | 1 | 13.5
2559 | Growatt | ARK 15.3XH-A1 | N/A | Growatt | MIN 4600TL-XH | 1 | 13.5
2560 | Growatt | ARK 15.3XH-A1 | N/A | Growatt | Growatt MIN 3600TL-XA | 1 | 13.5
2561 | Growatt | ARK 15.3XH-A1 | N/A | Growatt | Growatt MIN 2500TL-XA | 1 | 13.5
2562 | Growatt | ARK 15.3XH-A1 | N/A | Growatt | Growatt MIN 3000TL-XA | 1 | 13.5
2563 | Growatt | ARK 15.3XH-A1 | N/A | Growatt | MIN 4200TL-XH | 1 | 13.5
2564 | Growatt | ARK 15.3XH-A1 | N/A | Growatt | MIN 3600TL-XH | 1 | 13.5
2565 | Growatt | ARK 15.3L-A1 | N/A | Growatt | Growatt SPH6000 | 1 | 13.8
2566 | Growatt | ARK 15.3L-A1 | N/A | Growatt | Growatt SPH3000 | 1 | 13.8
2567 | Growatt | ARK 15.3L-A1 | N/A | Growatt | Growatt SPH3000 | 1 | 13.8
2568 | Growatt | ARK 15.3L-A1 | N/A | Growatt | Growatt SPH4000 | 1 | 13.8
2569 | Growatt | ARK 15.3L-A1 | N/A | Growatt | Growatt SPH6000 | 1 | 13.8
2570 | Growatt | ARK 15.3L-A1 | N/A | Growatt | Growatt SPH5000 | 1 | 13.8
2571 | Growatt | ARK 15.3L-A1 | N/A | Growatt | Growatt SPH4000 | 1 | 13.8
2572 | Growatt | ARK 15.3L-A1 | N/A | Growatt | Growatt SPH5000 | 1 | 13.8
2573 | Growatt | ARK 17.9L-A1 | N/A | Growatt | Growatt SPH3000 | 1 | 16.1
2574 | Growatt | ARK 17.9L-A1 | N/A | Growatt | Growatt SPH4000 | 1 | 16.1
2575 | Growatt | ARK 17.9L-A1 | N/A | Growatt | Growatt SPH5000 | 1 | 16.1
2576 | Growatt | ARK 17.9L-A1 | N/A | Growatt | Growatt SPH6000 | 1 | 16.1
2577 | Growatt | ARK 17.9L-A1 | N/A | Growatt | Growatt SPH4000 | 1 | 16.1
2578 | Growatt | ARK 17.9L-A1 | N/A | Growatt | Growatt SPH6000 | 1 | 16.1
2579 | Growatt | ARK 17.9L-A1 | N/A | Growatt | Growatt SPH5000 | 1 | 16.1
2580 | Growatt | ARK 17.9L-A1 | N/A | Growatt | Growatt SPH3000 | 1 | 16.1
2581 | Growatt | ARK 17.9XH-A1 | N/A | Growatt | MIN 4600TL-XH | 1 | 16.13
2582 | Growatt | ARK 17.9XH-A1 | N/A | Growatt | MIN 5000TL-XH | 1 | 16.13
2583 | Growatt | ARK 17.9XH-A1 | N/A | Growatt | MIN 5000TL-XH | 1 | 16.13
2584 | Growatt | ARK 17.9XH-A1 | N/A | Growatt | MIN 4200TL-XH | 1 | 16.13
2585 | Growatt | ARK 17.9XH-A1 | N/A | Growatt | MIN 3600TL-XH | 1 | 16.13
2586 | Growatt | ARK 17.9XH-A1 | N/A | Growatt | MIN 4000TL-XH | 1 | 16.13
2587 | Growatt | ARK 17.9XH-A1 | N/A | Growatt | MIN 3000TL-XH | 1 | 16.13
2588 | Growatt | ARK 17.9XH-A1 | N/A | Growatt | MIN 4000TL-XH | 1 | 16.13
2589 | Growatt | ARK 17.9XH-A1 | N/A | Growatt | MIN 3600TL-XH | 1 | 16.13
2590 | Growatt | ARK 17.9XH-A1 | N/A | Growatt | MIN 3000TL-XH | 1 | 16.13
2591 | Growatt | ARK 17.9XH-A1 | N/A | Growatt | MIN 2500TL-XH | 1 | 16.13
2592 | Growatt | ARK 17.9XH-A1 | N/A | Growatt | MIN 6000TL-XH | 1 | 16.13
2593 | Growatt | ARK 17.9XH-A1 | N/A | Growatt | MIN 2500TL-XH | 1 | 16.13
2594 | Growatt | ARK 17.9XH-A1 | N/A | Growatt | MIN 6000TL-XH | 1 | 16.13
2595 | Growatt | ARK 17.9XH-A1 | N/A | Growatt | MIN 4600TL-XH | 1 | 16.13
2596 | Growatt | ARK 17.9XH-A1 | N/A | Growatt | MIN 4200TL-XH | 1 | 16.13
2597 | Growatt | ARK 17.9XH-A1 | N/A | Growatt | Growatt MIN 3600TL-XA | 1 | 16.13
2598 | Growatt | ARK 17.9XH-A1 | N/A | Growatt | Growatt MIN 3000TL-XA | 1 | 16.13
2599 | Growatt | ARK 17.9XH-A1 | N/A | Growatt | Growatt MIN 4600TL-XA | 1 | 16.13
2600 | Growatt | ARK 17.9XH-A1 | N/A | Growatt | Growatt MIN 6000TL-XA | 1 | 16.13
2601 | Growatt | ARK 17.9XH-A1 | N/A | Growatt | Growatt MIN 5000TL-XA | 1 | 16.13
2602 | Growatt | ARK 17.9XH-A1 | N/A | Growatt | Growatt MIN 4200TL-XA | 1 | 16.13
2603 | Growatt | ARK 17.9XH-A1 | N/A | Growatt | Growatt MIN 4600TL-XA | 1 | 16.13
2604 | Growatt | ARK 17.9XH-A1 | N/A | Growatt | Growatt MIN 2500TL-XA | 1 | 16.13
2605 | Growatt | ARK 17.9XH-A1 | N/A | Growatt | Growatt MIN 6000TL-XA | 1 | 16.13
2606 | Growatt | ARK 17.9XH-A1 | N/A | Growatt | Growatt MIN 4200TL-XA | 1 | 16.13
2607 | Growatt | ARK 17.9XH-A1 | N/A | Growatt | Growatt MIN 3600TL-XA | 1 | 16.13
2608 | Growatt | ARK 17.9XH-A1 | N/A | Growatt | Growatt MIN 3000TL-XA | 1 | 16.13
2609 | Growatt | ARK 17.9XH-A1 | N/A | Growatt | Growatt MIN 2500TL-XA | 1 | 16.13
2610 | Growatt | ARK 17.9XH-A1 | N/A | Growatt | Growatt MIN 5000TL-XA | 1 | 16.13
2611 | Growatt | ARK 20.4L-A1 | N/A | Growatt | Growatt SPH3000 | 1 | 18.3
2612 | Growatt | ARK 20.4L-A1 | N/A | Growatt | Growatt SPH4000 | 1 | 18.3
2613 | Growatt | ARK 20.4L-A1 | N/A | Growatt | Growatt SPH3000 | 1 | 18.3
2614 | Growatt | ARK 20.4L-A1 | N/A | Growatt | Growatt SPH5000 | 1 | 18.3
2615 | Growatt | ARK 20.4L-A1 | N/A | Growatt | Growatt SPH4000 | 1 | 18.3
2616 | Growatt | ARK 20.4L-A1 | N/A | Growatt | Growatt SPH5000 | 1 | 18.3
2617 | Growatt | ARK 20.4L-A1 | N/A | Growatt | Growatt SPH6000 | 1 | 18.3
2618 | Growatt | ARK 20.4L-A1 | N/A | Growatt | Growatt SPH6000 | 1 | 18.3
2619 | Growatt | ARK 23.0L-A1 | N/A | Growatt | Growatt SPH6000 | 1 | 20.7
2620 | Growatt | ARK 23.0L-A1 | N/A | Growatt | Growatt SPH4000 | 1 | 20.7
2621 | Growatt | ARK 23.0L-A1 | N/A | Growatt | Growatt SPH4000 | 1 | 20.7
2622 | Growatt | ARK 23.0L-A1 | N/A | Growatt | Growatt SPH3000 | 1 | 20.7
2623 | Growatt | ARK 23.0L-A1 | N/A | Growatt | Growatt SPH5000 | 1 | 20.7
2624 | Growatt | ARK 23.0L-A1 | N/A | Growatt | Growatt SPH5000 | 1 | 20.7
2625 | Growatt | ARK 23.0L-A1 | N/A | Growatt | Growatt SPH3000 | 1 | 20.7
2626 | Growatt | ARK 23.0L-A1 | N/A | Growatt | Growatt SPH6000 | 1 | 20.7
2627 | Growatt | ARK 25.6L-A1 | N/A | Growatt | Growatt SPH5000 | 1 | 23
2628 | Growatt | ARK 25.6L-A1 | N/A | Growatt | Growatt SPH6000 | 1 | 23
2629 | Growatt | ARK 25.6L-A1 | N/A | Growatt | Growatt SPH3000 | 1 | 23
2630 | Growatt | ARK 25.6L-A1 | N/A | Growatt | Growatt SPH6000 | 1 | 23
2631 | Growatt | ARK 25.6L-A1 | N/A | Growatt | Growatt SPH4000 | 1 | 23
2632 | Growatt | ARK 25.6L-A1 | N/A | Growatt | Growatt SPH5000 | 1 | 23
2633 | Growatt | ARK 25.6L-A1 | N/A | Growatt | Growatt SPH4000 | 1 | 23
2634 | Growatt | ARK 25.6L-A1 | N/A | Growatt | Growatt SPH3000 | 1 | 23
2635 | Growatt | ALP 10.0L-E1 | N/A | SHENZHEN Growatt NEW ENERGY CO LTD | SPH 6000TL BL-UP | 1 | 9
2636 | Growatt | ALP 10.0L-E1 | N/A | SHENZHEN Growatt NEW ENERGY CO LTD | SPH 4600TL BL-UP | 1 | 9
2637 | Growatt | ALP 10.0L-E1 | N/A | SHENZHEN Growatt NEW ENERGY CO LTD | SPH 4600TL BL-UP | 1 | 9
2638 | Growatt | ALP 10.0L-E1 | N/A | SHENZHEN Growatt NEW ENERGY CO LTD | SPH 4000TL BL-UP | 1 | 9
2639 | Growatt | ALP 10.0L-E1 | N/A | SHENZHEN Growatt NEW ENERGY CO LTD | SPH 3600TL BL-UP | 1 | 9
2640 | Growatt | ALP 10.0L-E1 | N/A | SHENZHEN Growatt NEW ENERGY CO LTD | SPH 3000TL BL-UP | 1 | 9
2641 | Growatt | ALP 10.0L-E1 | N/A | SHENZHEN Growatt NEW ENERGY CO LTD | SPH 3000TL BL-UP | 1 | 9
2642 | Growatt | ALP 10.0L-E1 | N/A | SHENZHEN Growatt NEW ENERGY CO LTD | SPH 6000TL BL-UP | 1 | 9
2643 | Growatt | ALP 10.0L-E1 | N/A | SHENZHEN Growatt NEW ENERGY CO LTD | SPH 5000TL BL-UP | 1 | 9
2644 | Growatt | ALP 10.0L-E1 | N/A | SHENZHEN Growatt NEW ENERGY CO LTD | SPH 5000TL BL-UP | 1 | 9
2645 | Growatt | ALP 10.0L-E1 | N/A | SHENZHEN Growatt NEW ENERGY CO LTD | SPH 4000TL BL-UP | 1 | 9
2646 | Growatt | ALP 10.0L-E1 | N/A | SHENZHEN Growatt NEW ENERGY CO LTD | SPH 3600TL BL-UP | 1 | 9
2647 | Growatt | ALP 15.0L-E1 | N/A | SHENZHEN Growatt NEW ENERGY CO LTD | SPH 6000TL BL-UP | 1 | 13.5
2648 | Growatt | ALP 15.0L-E1 | N/A | SHENZHEN Growatt NEW ENERGY CO LTD | SPH 4000TL BL-UP | 1 | 13.5
2649 | Growatt | ALP 15.0L-E1 | N/A | SHENZHEN Growatt NEW ENERGY CO LTD | SPH 5000TL BL-UP | 1 | 13.5
2650 | Growatt | ALP 15.0L-E1 | N/A | SHENZHEN Growatt NEW ENERGY CO LTD | SPH 3000TL BL-UP | 1 | 13.5
2651 | Growatt | ALP 15.0L-E1 | N/A | SHENZHEN Growatt NEW ENERGY CO LTD | SPH 3600TL BL-UP | 1 | 13.5
2652 | Growatt | ALP 15.0L-E1 | N/A | SHENZHEN Growatt NEW ENERGY CO LTD | SPH 3600TL BL-UP | 1 | 13.5
2653 | Growatt | ALP 15.0L-E1 | N/A | SHENZHEN Growatt NEW ENERGY CO LTD | SPH 4000TL BL-UP | 1 | 13.5
2654 | Growatt | ALP 15.0L-E1 | N/A | SHENZHEN Growatt NEW ENERGY CO LTD | SPH 4600TL BL-UP | 1 | 13.5
2655 | Growatt | ALP 15.0L-E1 | N/A | SHENZHEN Growatt NEW ENERGY CO LTD | SPH 6000TL BL-UP | 1 | 13.5
2656 | Growatt | ALP 15.0L-E1 | N/A | SHENZHEN Growatt NEW ENERGY CO LTD | SPH 4600TL BL-UP | 1 | 13.5
2657 | Growatt | ALP 15.0L-E1 | N/A | SHENZHEN Growatt NEW ENERGY CO LTD | SPH 5000TL BL-UP | 1 | 13.5
2658 | Growatt | ALP 15.0L-E1 | N/A | SHENZHEN Growatt NEW ENERGY CO LTD | SPH 3000TL BL-UP | 1 | 13.5
2659 | Growatt | ALP 20.0L-E1 | N/A | SHENZHEN Growatt NEW ENERGY CO LTD | SPH 3000TL BL-UP | 1 | 18
2660 | Growatt | ALP 20.0L-E1 | N/A | SHENZHEN Growatt NEW ENERGY CO LTD | SPH 3000TL BL-UP | 1 | 18
2661 | Growatt | ALP 20.0L-E1 | N/A | SHENZHEN Growatt NEW ENERGY CO LTD | SPH 3600TL BL-UP | 1 | 18
2662 | Growatt | ALP 20.0L-E1 | N/A | SHENZHEN Growatt NEW ENERGY CO LTD | SPH 3600TL BL-UP | 1 | 18
2663 | Growatt | ALP 20.0L-E1 | N/A | SHENZHEN Growatt NEW ENERGY CO LTD | SPH 4000TL BL-UP | 1 | 18
2664 | Growatt | ALP 20.0L-E1 | N/A | SHENZHEN Growatt NEW ENERGY CO LTD | SPH 4600TL BL-UP | 1 | 18
2665 | Growatt | ALP 20.0L-E1 | N/A | SHENZHEN Growatt NEW ENERGY CO LTD | SPH 5000TL BL-UP | 1 | 18
2666 | Growatt | ALP 20.0L-E1 | N/A | SHENZHEN Growatt NEW ENERGY CO LTD | SPH 5000TL BL-UP | 1 | 18
2667 | Growatt | ALP 20.0L-E1 | N/A | SHENZHEN Growatt NEW ENERGY CO LTD | SPH 4600TL BL-UP | 1 | 18
2668 | Growatt | ALP 20.0L-E1 | N/A | SHENZHEN Growatt NEW ENERGY CO LTD | SPH 6000TL BL-UP | 1 | 18
2669 | Growatt | ALP 20.0L-E1 | N/A | SHENZHEN Growatt NEW ENERGY CO LTD | SPH 4000TL BL-UP | 1 | 18
2670 | Growatt | ALP 20.0L-E1 | N/A | SHENZHEN Growatt NEW ENERGY CO LTD | SPH 6000TL BL-UP | 1 | 18
2671 | Growatt | ALP 25.0L-E1 | N/A | SHENZHEN Growatt NEW ENERGY CO LTD | SPH 6000TL BL-UP | 1 | 22.5
2672 | Growatt | ALP 25.0L-E1 | N/A | SHENZHEN Growatt NEW ENERGY CO LTD | SPH 3000TL BL-UP | 1 | 22.5
2673 | Growatt | ALP 25.0L-E1 | N/A | SHENZHEN Growatt NEW ENERGY CO LTD | SPH 3000TL BL-UP | 1 | 22.5
2674 | Growatt | ALP 25.0L-E1 | N/A | SHENZHEN Growatt NEW ENERGY CO LTD | SPH 3600TL BL-UP | 1 | 22.5
2675 | Growatt | ALP 25.0L-E1 | N/A | SHENZHEN Growatt NEW ENERGY CO LTD | SPH 3600TL BL-UP | 1 | 22.5
2676 | Growatt | ALP 25.0L-E1 | N/A | SHENZHEN Growatt NEW ENERGY CO LTD | SPH 4000TL BL-UP | 1 | 22.5
2677 | Growatt | ALP 25.0L-E1 | N/A | SHENZHEN Growatt NEW ENERGY CO LTD | SPH 4600TL BL-UP | 1 | 22.5
2678 | Growatt | ALP 25.0L-E1 | N/A | SHENZHEN Growatt NEW ENERGY CO LTD | SPH 4600TL BL-UP | 1 | 22.5
2679 | Growatt | ALP 25.0L-E1 | N/A | SHENZHEN Growatt NEW ENERGY CO LTD | SPH 6000TL BL-UP | 1 | 22.5
2680 | Growatt | ALP 25.0L-E1 | N/A | SHENZHEN Growatt NEW ENERGY CO LTD | SPH 5000TL BL-UP | 1 | 22.5
2681 | Growatt | ALP 25.0L-E1 | N/A | SHENZHEN Growatt NEW ENERGY CO LTD | SPH 5000TL BL-UP | 1 | 22.5
2682 | Growatt | ALP 25.0L-E1 | N/A | SHENZHEN Growatt NEW ENERGY CO LTD | SPH 4000TL BL-UP | 1 | 22.5
2683 | Growatt | ALP 30.0L-E1 | N/A | SHENZHEN Growatt NEW ENERGY CO LTD | SPH 3600TL BL-UP | 1 | 27
2684 | Growatt | ALP 30.0L-E1 | N/A | SHENZHEN Growatt NEW ENERGY CO LTD | SPH 4600TL BL-UP | 1 | 27
2685 | Growatt | ALP 30.0L-E1 | N/A | SHENZHEN Growatt NEW ENERGY CO LTD | SPH 4600TL BL-UP | 1 | 27
2686 | Growatt | ALP 30.0L-E1 | N/A | SHENZHEN Growatt NEW ENERGY CO LTD | SPH 4000TL BL-UP | 1 | 27
2687 | Growatt | ALP 30.0L-E1 | N/A | SHENZHEN Growatt NEW ENERGY CO LTD | SPH 3600TL BL-UP | 1 | 27
2688 | Growatt | ALP 30.0L-E1 | N/A | SHENZHEN Growatt NEW ENERGY CO LTD | SPH 3000TL BL-UP | 1 | 27
2689 | Growatt | ALP 30.0L-E1 | N/A | SHENZHEN Growatt NEW ENERGY CO LTD | SPH 3000TL BL-UP | 1 | 27
2690 | Growatt | ALP 30.0L-E1 | N/A | SHENZHEN Growatt NEW ENERGY CO LTD | SPH 6000TL BL-UP | 1 | 27
2691 | Growatt | ALP 30.0L-E1 | N/A | SHENZHEN Growatt NEW ENERGY CO LTD | SPH 6000TL BL-UP | 1 | 27
2692 | Growatt | ALP 30.0L-E1 | N/A | SHENZHEN Growatt NEW ENERGY CO LTD | SPH 5000TL BL-UP | 1 | 27
2693 | Growatt | ALP 30.0L-E1 | N/A | SHENZHEN Growatt NEW ENERGY CO LTD | SPH 5000TL BL-UP | 1 | 27
2694 | Growatt | ALP 30.0L-E1 | N/A | SHENZHEN Growatt NEW ENERGY CO LTD | SPH 4000TL BL-UP | 1 | 27
2695 | Growatt | ALP 35.0L-E1 | N/A | SHENZHEN Growatt NEW ENERGY CO LTD | SPH 5000TL BL-UP | 1 | 31.5
2696 | Growatt | ALP 35.0L-E1 | N/A | SHENZHEN Growatt NEW ENERGY CO LTD | SPH 5000TL BL-UP | 1 | 31.5
2697 | Growatt | ALP 35.0L-E1 | N/A | SHENZHEN Growatt NEW ENERGY CO LTD | SPH 6000TL BL-UP | 1 | 31.5
2698 | Growatt | ALP 35.0L-E1 | N/A | SHENZHEN Growatt NEW ENERGY CO LTD | SPH 6000TL BL-UP | 1 | 31.5
2699 | Growatt | ALP 35.0L-E1 | N/A | SHENZHEN Growatt NEW ENERGY CO LTD | SPH 3000TL BL-UP | 1 | 31.5
2700 | Growatt | ALP 35.0L-E1 | N/A | SHENZHEN Growatt NEW ENERGY CO LTD | SPH 3600TL BL-UP | 1 | 31.5
2701 | Growatt | ALP 35.0L-E1 | N/A | SHENZHEN Growatt NEW ENERGY CO LTD | SPH 3000TL BL-UP | 1 | 31.5
2702 | Growatt | ALP 35.0L-E1 | N/A | SHENZHEN Growatt NEW ENERGY CO LTD | SPH 4000TL BL-UP | 1 | 31.5
2703 | Growatt | ALP 35.0L-E1 | N/A | SHENZHEN Growatt NEW ENERGY CO LTD | SPH 4600TL BL-UP | 1 | 31.5
2704 | Growatt | ALP 35.0L-E1 | N/A | SHENZHEN Growatt NEW ENERGY CO LTD | SPH 4600TL BL-UP | 1 | 31.5
2705 | Growatt | ALP 35.0L-E1 | N/A | SHENZHEN Growatt NEW ENERGY CO LTD | SPH 3600TL BL-UP | 1 | 31.5
2706 | Growatt | ALP 35.0L-E1 | N/A | SHENZHEN Growatt NEW ENERGY CO LTD | SPH 4000TL BL-UP | 1 | 31.5
2707 | Growatt | ALP 40.0L-E1 | N/A | SHENZHEN Growatt NEW ENERGY CO LTD | SPH 4600TL BL-UP | 1 | 36
2708 | Growatt | ALP 40.0L-E1 | N/A | SHENZHEN Growatt NEW ENERGY CO LTD | SPH 4600TL BL-UP | 1 | 36
2709 | Growatt | ALP 40.0L-E1 | N/A | SHENZHEN Growatt NEW ENERGY CO LTD | SPH 4000TL BL-UP | 1 | 36
2710 | Growatt | ALP 40.0L-E1 | N/A | SHENZHEN Growatt NEW ENERGY CO LTD | SPH 3600TL BL-UP | 1 | 36
2711 | Growatt | ALP 40.0L-E1 | N/A | SHENZHEN Growatt NEW ENERGY CO LTD | SPH 3600TL BL-UP | 1 | 36
2712 | Growatt | ALP 40.0L-E1 | N/A | SHENZHEN Growatt NEW ENERGY CO LTD | SPH 4000TL BL-UP | 1 | 36
2713 | Growatt | ALP 40.0L-E1 | N/A | SHENZHEN Growatt NEW ENERGY CO LTD | SPH 3000TL BL-UP | 1 | 36
2714 | Growatt | ALP 40.0L-E1 | N/A | SHENZHEN Growatt NEW ENERGY CO LTD | SPH 6000TL BL-UP | 1 | 36
2715 | Growatt | ALP 40.0L-E1 | N/A | SHENZHEN Growatt NEW ENERGY CO LTD | SPH 6000TL BL-UP | 1 | 36
2716 | Growatt | ALP 40.0L-E1 | N/A | SHENZHEN Growatt NEW ENERGY CO LTD | SPH 5000TL BL-UP | 1 | 36
2717 | Growatt | ALP 40.0L-E1 | N/A | SHENZHEN Growatt NEW ENERGY CO LTD | SPH 5000TL BL-UP | 1 | 36
2718 | Growatt | ALP 40.0L-E1 | N/A | SHENZHEN Growatt NEW ENERGY CO LTD | SPH 3000TL BL-UP | 1 | 36
2719 | HINEN | B5000 | N/A | DONGGUAN HINEN NEW ENERGY TECHNOLOGY CO LTD | H6000-EU | 2 | 9.21
2720 | HINEN | B5000 | N/A | DONGGUAN HINEN NEW ENERGY TECHNOLOGY CO LTD | H5000-EU | 2 | 9.21
2721 | HINEN | B5000 | N/A | DONGGUAN HINEN NEW ENERGY TECHNOLOGY CO LTD | H4600-EU | 2 | 9.21
2722 | HINEN | B5000 | N/A | DONGGUAN HINEN NEW ENERGY TECHNOLOGY CO LTD | H4000-EU | 2 | 9.21
2723 | HINEN | B5000 | N/A | DONGGUAN HINEN NEW ENERGY TECHNOLOGY CO LTD | H3000-EU | 2 | 9.21
2724 | HINEN | B5000 | N/A | DONGGUAN HINEN NEW ENERGY TECHNOLOGY CO LTD | H3600-EU | 2 | 9.21
2725 | HINEN | B5000 | N/A | DONGGUAN HINEN NEW ENERGY TECHNOLOGY CO LTD | H4000-EU | 3 | 13.82
2726 | HINEN | B5000 | N/A | DONGGUAN HINEN NEW ENERGY TECHNOLOGY CO LTD | H3000-EU | 3 | 13.82
2727 | HINEN | B5000 | N/A | DONGGUAN HINEN NEW ENERGY TECHNOLOGY CO LTD | H3600-EU | 3 | 13.82
2728 | HINEN | B5000 | N/A | DONGGUAN HINEN NEW ENERGY TECHNOLOGY CO LTD | H4600-EU | 3 | 13.82
2729 | HINEN | B5000 | N/A | DONGGUAN HINEN NEW ENERGY TECHNOLOGY CO LTD | H5000-EU | 3 | 13.82
2730 | HINEN | B5000 | N/A | DONGGUAN HINEN NEW ENERGY TECHNOLOGY CO LTD | H6000-EU | 3 | 13.82
2731 | HINEN | B5000 | N/A | DONGGUAN HINEN NEW ENERGY TECHNOLOGY CO LTD | H4600-EU | 4 | 18.43
2732 | HINEN | B5000 | N/A | DONGGUAN HINEN NEW ENERGY TECHNOLOGY CO LTD | H4000-EU | 4 | 18.43
2733 | HINEN | B5000 | N/A | DONGGUAN HINEN NEW ENERGY TECHNOLOGY CO LTD | H5000-EU | 4 | 18.43
2734 | HINEN | B5000 | N/A | DONGGUAN HINEN NEW ENERGY TECHNOLOGY CO LTD | H3000-EU | 4 | 18.43
2735 | HINEN | B5000 | N/A | DONGGUAN HINEN NEW ENERGY TECHNOLOGY CO LTD | H3600-EU | 4 | 18.43
2736 | HINEN | B5000 | N/A | DONGGUAN HINEN NEW ENERGY TECHNOLOGY CO LTD | H6000-EU | 4 | 18.43
2737 | HRESYS | VHR TL48100LFP-3U | N/A | GoodWe | GW5048D-ES | 2 | 9.6
2738 | HRESYS | VHR TL48100LFP-3U | N/A | GoodWe | GW5000S-BP | 2 | 9.6
2739 | HRESYS | VHR TL48100LFP-3U | N/A | GoodWe | GW5000S-BP | 3 | 14.4
2740 | HRESYS | VHR TL48100LFP-3U | N/A | GoodWe | GW5048D-ES | 3 | 14.4
2741 | Huawei | LUNA2000-10-S0 (LUNA2000-5kW-C0 + 2xLUNA2000-5-EO) | N/A | Huawei | SUN2000-2KTL-L1 | 1 | 10
2742 | Huawei | LUNA2000-10-S0 (LUNA2000-5kW-C0 + 2xLUNA2000-5-EO) | N/A | Huawei | SUN2000-4.6KTL-L1 | 1 | 10
2743 | Huawei | LUNA2000-10-S0 (LUNA2000-5kW-C0 + 2xLUNA2000-5-EO) | N/A | Huawei | SUN2000-3KTL-L1 | 1 | 10
2744 | Huawei | LUNA2000-10-S0 (LUNA2000-5kW-C0 + 2xLUNA2000-5-EO) | N/A | Huawei | SUN2000-4KTL-L1 | 1 | 10
2745 | Huawei | LUNA2000-10-S0 (LUNA2000-5kW-C0 + 2xLUNA2000-5-EO) | N/A | Huawei | SUN2000-6KTL-M1 | 1 | 10
2746 | Huawei | LUNA2000-10-S0 (LUNA2000-5kW-C0 + 2xLUNA2000-5-EO) | N/A | Huawei | SUN2000-5KTL-M1 | 1 | 10
2747 | Huawei | LUNA2000-10-S0 (LUNA2000-5kW-C0 + 2xLUNA2000-5-EO) | N/A | Huawei | SUN2000-5KTL-L1 | 1 | 10
2748 | Huawei | LUNA2000-10-S0 (LUNA2000-5kW-C0 + 2xLUNA2000-5-EO) | N/A | Huawei | SUN2000-6KTL-L1 | 1 | 10
2749 | Huawei | LUNA2000-15-S0 (LUNA2000-5kW-C0 + 3xLUNA2000-5-EO) | N/A | Huawei | SUN2000-6KTL-M1 | 1 | 15
2750 | Huawei | LUNA2000-15-S0 (LUNA2000-5kW-C0 + 3xLUNA2000-5-EO) | N/A | Huawei | SUN2000-5KTL-M1 | 1 | 15
2751 | Huawei | LUNA2000-15-S0 (LUNA2000-5kW-C0 + 3xLUNA2000-5-EO) | N/A | Huawei | SUN2000-4.6KTL-L1 | 1 | 15
2752 | Huawei | LUNA2000-15-S0 (LUNA2000-5kW-C0 + 3xLUNA2000-5-EO) | N/A | Huawei | SUN2000-5KTL-L1 | 1 | 15
2753 | Huawei | LUNA2000-15-S0 (LUNA2000-5kW-C0 + 3xLUNA2000-5-EO) | N/A | Huawei | SUN2000-4KTL-L1 | 1 | 15
2754 | Huawei | LUNA2000-15-S0 (LUNA2000-5kW-C0 + 3xLUNA2000-5-EO) | N/A | Huawei | SUN2000-3KTL-L1 | 1 | 15
2755 | Huawei | LUNA2000-15-S0 (LUNA2000-5kW-C0 + 3xLUNA2000-5-EO) | N/A | Huawei | SUN2000-2KTL-L1 | 1 | 15
2756 | Huawei | LUNA2000-15-S0 (LUNA2000-5kW-C0 + 3xLUNA2000-5-EO) | N/A | Huawei | SUN2000-6KTL-L1 | 1 | 15
2757 | ISTORE | IS-BATT-10000-S0 (IS-BATT-5000-BMS + 2 x IS-BATT-5000-ES) | N/A | Huawei | SUN2000-5KTL-L1 | 1 | 10
2758 | ISTORE | IS-BATT-10000-S0 (IS-BATT-5000-BMS + 2 x IS-BATT-5000-ES) | N/A | Huawei | SUN2000-5KTL-M1 | 1 | 10
2759 | ISTORE | IS-BATT-10000-S0 (IS-BATT-5000-BMS + 2 x IS-BATT-5000-ES) | N/A | Huawei | SUN2000-6KTL-L1 | 1 | 10
2760 | ISTORE | IS-BATT-10000-S0 (IS-BATT-5000-BMS + 2 x IS-BATT-5000-ES) | N/A | Huawei | SUN2000-6KTL-M1 | 1 | 10
2761 | ISTORE | IS-BATT-15000-S0 (IS-BATT-5000-BMS + 3 x IS-BATT-5000-ES) | N/A | Huawei | SUN2000-5KTL-M1 | 1 | 15
2762 | ISTORE | IS-BATT-15000-S0 (IS-BATT-5000-BMS + 3 x IS-BATT-5000-ES) | N/A | Huawei | SUN2000-5KTL-L1 | 1 | 15
2763 | ISTORE | IS-BATT-15000-S0 (IS-BATT-5000-BMS + 3 x IS-BATT-5000-ES) | N/A | Huawei | SUN2000-6KTL-M1 | 1 | 15
2764 | ISTORE | IS-BATT-15000-S0 (IS-BATT-5000-BMS + 3 x IS-BATT-5000-ES) | N/A | Huawei | SUN2000-6KTL-L1 | 1 | 15
2765 | ISTORE | IS-BATT-10000-S0 (IS-BATT-5000-BMS + 2 x IS-BATT-5000-ES) | N/A | Huawei | SUN2000-6KTL-M1 | 2 | 20
2766 | ISTORE | IS-BATT-10000-S0 (IS-BATT-5000-BMS + 2 x IS-BATT-5000-ES) | N/A | Huawei | SUN2000-5KTL-L1 | 2 | 20
2767 | ISTORE | IS-BATT-10000-S0 (IS-BATT-5000-BMS + 2 x IS-BATT-5000-ES) | N/A | Huawei | SUN2000-6KTL-L1 | 2 | 20
2768 | ISTORE | IS-BATT-10000-S0 (IS-BATT-5000-BMS + 2 x IS-BATT-5000-ES) | N/A | Huawei | SUN2000-5KTL-M1 | 2 | 20
2769 | ISTORE | IS-BATT-10000-S0 (IS-BATT-5000-BMS + 2 x IS-BATT-5000-ES) + IS-BATT-15000-S0 (IS-BATT-5000-BMS + 3 x IS-BATT-5000-ES) | N/A | Huawei | SUN2000-5KTL-M1 | 2 | 25
2770 | ISTORE | IS-BATT-10000-S0 (IS-BATT-5000-BMS + 2 x IS-BATT-5000-ES) + IS-BATT-15000-S0 (IS-BATT-5000-BMS + 3 x IS-BATT-5000-ES) | N/A | Huawei | SUN2000-6KTL-M1 | 2 | 25
2771 | ISTORE | IS-BATT-10000-S0 (IS-BATT-5000-BMS + 2 x IS-BATT-5000-ES) + IS-BATT-15000-S0 (IS-BATT-5000-BMS + 3 x IS-BATT-5000-ES) | N/A | Huawei | SUN2000-5KTL-L1 | 2 | 25
2772 | ISTORE | IS-BATT-10000-S0 (IS-BATT-5000-BMS + 2 x IS-BATT-5000-ES) + IS-BATT-15000-S0 (IS-BATT-5000-BMS + 3 x IS-BATT-5000-ES) | N/A | Huawei | SUN2000-6KTL-L1 | 2 | 25
2773 | ISTORE | IS-BATT-15000-S0 (IS-BATT-5000-BMS + 3 x IS-BATT-5000-ES) | N/A | Huawei | SUN2000-6KTL-M1 | 2 | 30
2774 | ISTORE | IS-BATT-15000-S0 (IS-BATT-5000-BMS + 3 x IS-BATT-5000-ES) | N/A | Huawei | SUN2000-5KTL-L1 | 2 | 30
2775 | ISTORE | IS-BATT-15000-S0 (IS-BATT-5000-BMS + 3 x IS-BATT-5000-ES) | N/A | Huawei | SUN2000-6KTL-L1 | 2 | 30
2776 | ISTORE | IS-BATT-15000-S0 (IS-BATT-5000-BMS + 3 x IS-BATT-5000-ES) | N/A | Huawei | SUN2000-5KTL-M1 | 2 | 30
2777 | ISTORE | IS-BATT-10000-S0 (IS-BATT-5000-BMS + 2 x IS-BATT-5000-ES) | N/A | ISTORE | IS-HYB-5000-1PH | 1 | 10
2778 | ISTORE | IS-BATT-10000-S0 (IS-BATT-5000-BMS + 2 x IS-BATT-5000-ES) | N/A | ISTORE | IS-HYB-5000-3PH | 1 | 10
2779 | ISTORE | IS-BATT-10000-S0 (IS-BATT-5000-BMS + 2 x IS-BATT-5000-ES) | N/A | ISTORE | IS-HYB-6000-1PH | 1 | 10
2780 | ISTORE | IS-BATT-10000-S0 (IS-BATT-5000-BMS + 2 x IS-BATT-5000-ES) | N/A | ISTORE | IS-HYB-6000-3PH | 1 | 10
2781 | ISTORE | IS-BATT-15000-S0 (IS-BATT-5000-BMS + 3 x IS-BATT-5000-ES) | N/A | ISTORE | IS-HYB-5000-1PH | 1 | 15
2782 | ISTORE | IS-BATT-15000-S0 (IS-BATT-5000-BMS + 3 x IS-BATT-5000-ES) | N/A | ISTORE | IS-HYB-5000-3PH | 1 | 15
2783 | ISTORE | IS-BATT-15000-S0 (IS-BATT-5000-BMS + 3 x IS-BATT-5000-ES) | N/A | ISTORE | IS-HYB-6000-3PH | 1 | 15
2784 | ISTORE | IS-BATT-15000-S0 (IS-BATT-5000-BMS + 3 x IS-BATT-5000-ES) | N/A | ISTORE | IS-HYB-6000-1PH | 1 | 15
2785 | ISTORE | IS-BATT-10000-S0 (IS-BATT-5000-BMS + 2 x IS-BATT-5000-ES) | N/A | ISTORE | IS-HYB-5000-3PH | 2 | 20
2786 | ISTORE | IS-BATT-10000-S0 (IS-BATT-5000-BMS + 2 x IS-BATT-5000-ES) | N/A | ISTORE | IS-HYB-5000-1PH | 2 | 20
2787 | ISTORE | IS-BATT-10000-S0 (IS-BATT-5000-BMS + 2 x IS-BATT-5000-ES) | N/A | ISTORE | IS-HYB-6000-1PH | 2 | 20
2788 | ISTORE | IS-BATT-10000-S0 (IS-BATT-5000-BMS + 2 x IS-BATT-5000-ES) | N/A | ISTORE | IS-HYB-6000-3PH | 2 | 20
2789 | ISTORE | IS-BATT-10000-S0 (IS-BATT-5000-BMS + 2 x IS-BATT-5000-ES) + IS-BATT-15000-S0 (IS-BATT-5000-BMS + 3 x IS-BATT-5000-ES) | N/A | ISTORE | IS-HYB-5000-3PH | 2 | 25
2790 | ISTORE | IS-BATT-10000-S0 (IS-BATT-5000-BMS + 2 x IS-BATT-5000-ES) + IS-BATT-15000-S0 (IS-BATT-5000-BMS + 3 x IS-BATT-5000-ES) | N/A | ISTORE | IS-HYB-6000-3PH | 2 | 25
2791 | ISTORE | IS-BATT-10000-S0 (IS-BATT-5000-BMS + 2 x IS-BATT-5000-ES) + IS-BATT-15000-S0 (IS-BATT-5000-BMS + 3 x IS-BATT-5000-ES) | N/A | ISTORE | IS-HYB-5000-1PH | 2 | 25
2792 | ISTORE | IS-BATT-10000-S0 (IS-BATT-5000-BMS + 2 x IS-BATT-5000-ES) + IS-BATT-15000-S0 (IS-BATT-5000-BMS + 3 x IS-BATT-5000-ES) | N/A | ISTORE | IS-HYB-6000-1PH | 2 | 25
2793 | ISTORE | IS-BATT-15000-S0 (IS-BATT-5000-BMS + 3 x IS-BATT-5000-ES) | N/A | ISTORE | IS-HYB-5000-3PH | 2 | 30
2794 | ISTORE | IS-BATT-15000-S0 (IS-BATT-5000-BMS + 3 x IS-BATT-5000-ES) | N/A | ISTORE | IS-HYB-5000-1PH | 2 | 30
2795 | ISTORE | IS-BATT-15000-S0 (IS-BATT-5000-BMS + 3 x IS-BATT-5000-ES) | N/A | ISTORE | IS-HYB-6000-3PH | 2 | 30
2796 | ISTORE | IS-BATT-15000-S0 (IS-BATT-5000-BMS + 3 x IS-BATT-5000-ES) | N/A | ISTORE | IS-HYB-6000-1PH | 2 | 30
2797 | Jinko | JKS-B51150-BI | N/A | Jinko | JKS-6HLVS-ABI | 1 | 6.9
2798 | Jinko | JKS-B51150-BI | N/A | Jinko | JKS-4.6HLVS-ABI | 1 | 6.9
2799 | Jinko | JKS-B51150-BI | N/A | Jinko | JKS-5HLVS-ABI | 1 | 6.9
2800 | Jinko | JKS-B51150-BI | N/A | Jinko | JKS-4HLVS-ABI | 1 | 6.9
2801 | Jinko | JKS-B51150-BI | N/A | Jinko | JKS-3HLVS-ABI | 1 | 6.9
2802 | Jinko | JKS-B51150-BI | N/A | Jinko | JKS-3.6HLVS-ABI | 1 | 6.9
2803 | Jinko | JKS-B51200-BI | N/A | Jinko | JKS-6HLVS-ABI | 1 | 9.2
2804 | Jinko | JKS-B51200-BI | N/A | Jinko | JKS-5HLVS-ABI | 1 | 9.2
2805 | Jinko | JKS-B51200-BI | N/A | Jinko | JKS-3HLVS-ABI | 1 | 9.2
2806 | Jinko | JKS-B51200-BI | N/A | Jinko | JKS-3.6HLVS-ABI | 1 | 9.2
2807 | Jinko | JKS-B51200-BI | N/A | Jinko | JKS-4HLVS-ABI | 1 | 9.2
2808 | Jinko | JKS-B51200-BI | N/A | Jinko | JKS-4.6HLVS-ABI | 1 | 9.2
2809 | Jinko | JKS-B51250-BI | N/A | Jinko | JKS-4HLVS-ABI | 1 | 11.5
2810 | Jinko | JKS-B51250-BI | N/A | Jinko | JKS-4.6HLVS-ABI | 1 | 11.5
2811 | Jinko | JKS-B51250-BI | N/A | Jinko | JKS-3HLVS-ABI | 1 | 11.5
2812 | Jinko | JKS-B51250-BI | N/A | Jinko | JKS-3.6HLVS-ABI | 1 | 11.5
2813 | Jinko | JKS-B51250-BI | N/A | Jinko | JKS-5HLVS-ABI | 1 | 11.5
2814 | Jinko | JKS-B51250-BI | N/A | Jinko | JKS-6HLVS-ABI | 1 | 11.5
2815 | Jinko | JKS-B51300-BI | N/A | Jinko | JKS-3.6HLVS-ABI | 1 | 13.8
2816 | Jinko | JKS-B51300-BI | N/A | Jinko | JKS-4.6HLVS-ABI | 1 | 13.8
2817 | Jinko | JKS-B51300-BI | N/A | Jinko | JKS-5HLVS-ABI | 1 | 13.8
2818 | Jinko | JKS-B51300-BI | N/A | Jinko | JKS-4HLVS-ABI | 1 | 13.8
2819 | Jinko | JKS-B51300-BI | N/A | Jinko | JKS-3HLVS-ABI | 1 | 13.8
2820 | Jinko | JKS-B51300-BI | N/A | Jinko | JKS-6HLVS-ABI | 1 | 13.8
2821 | Jinko | JKS-B51350-BI | N/A | Jinko | JKS-5HLVS-ABI | 1 | 16.1
2822 | Jinko | JKS-B51350-BI | N/A | Jinko | JKS-4HLVS-ABI | 1 | 16.1
2823 | Jinko | JKS-B51350-BI | N/A | Jinko | JKS-6HLVS-ABI | 1 | 16.1
2824 | Jinko | JKS-B51350-BI | N/A | Jinko | JKS-4.6HLVS-ABI | 1 | 16.1
2825 | Jinko | JKS-B51350-BI | N/A | Jinko | JKS-3.6HLVS-ABI | 1 | 16.1
2826 | Jinko | JKS-B51350-BI | N/A | Jinko | JKS-3HLVS-ABI | 1 | 16.1
2827 | Jinko | JKS-B51400-BI | N/A | Jinko | JKS-4.6HLVS-ABI | 1 | 18.4
2828 | Jinko | JKS-B51400-BI | N/A | Jinko | JKS-4HLVS-ABI | 1 | 18.4
2829 | Jinko | JKS-B51400-BI | N/A | Jinko | JKS-5HLVS-ABI | 1 | 18.4
2830 | Jinko | JKS-B51400-BI | N/A | Jinko | JKS-6HLVS-ABI | 1 | 18.4
2831 | Jinko | JKS-B51400-BI | N/A | Jinko | JKS-3HLVS-ABI | 1 | 18.4
2832 | Jinko | JKS-B51400-BI | N/A | Jinko | JKS-3.6HLVS-ABI | 1 | 18.4
2833 | Jinko | JKS-B51450-BI | N/A | Jinko | JKS-4.6HLVS-ABI | 1 | 20.7
2834 | Jinko | JKS-B51450-BI | N/A | Jinko | JKS-3HLVS-ABI | 1 | 20.7
2835 | Jinko | JKS-B51450-BI | N/A | Jinko | JKS-5HLVS-ABI | 1 | 20.7
2836 | Jinko | JKS-B51450-BI | N/A | Jinko | JKS-6HLVS-ABI | 1 | 20.7
2837 | Jinko | JKS-B51450-BI | N/A | Jinko | JKS-3.6HLVS-ABI | 1 | 20.7
2838 | Jinko | JKS-B51450-BI | N/A | Jinko | JKS-4HLVS-ABI | 1 | 20.7
2839 | Jinko | JKS-B51500-BI | N/A | Jinko | JKS-5HLVS-ABI | 1 | 23
2840 | Jinko | JKS-B51500-BI | N/A | Jinko | JKS-6HLVS-ABI | 1 | 23
2841 | Jinko | JKS-B51500-BI | N/A | Jinko | JKS-4HLVS-ABI | 1 | 23
2842 | Jinko | JKS-B51500-BI | N/A | Jinko | JKS-3HLVS-ABI | 1 | 23
2843 | Jinko | JKS-B51500-BI | N/A | Jinko | JKS-3.6HLVS-ABI | 1 | 23
2844 | Jinko | JKS-B51500-BI | N/A | Jinko | JKS-4.6HLVS-ABI | 1 | 23
2845 | KOYOE | KY-96V105AH | N/A | KOYOE | KY-1Hybrid-5k0-H-A | 1 | 9
2846 | KOYOE | KY-96V105AH | N/A | KOYOE | KY-1Hybrid-5KO-H | 1 | 9
2847 | KOYOE | KY-96V105AH | N/A | KOYOE | KY-1Hybrid-5k0-H-A | 1 | 9
2848 | KOYOE | KY-51V105AH-S | N/A | KOYOE | KY-1Hybrid-5k0-H | 2 | 10.75
2849 | KOYOE | KY-51V105AH-S | N/A | KOYOE | KY-1Hybrid-5k0-H | 3 | 16.13
2850 | KOYOE | KY-192V105AH | N/A | KOYOE | KY-1Hybrid-5k0-H-A | 1 | 18
2851 | KOYOE | KY-192V105AH | N/A | KOYOE | KY-1Hybrid-5k0-H-A | 1 | 18
2852 | KOYOE | KY-51V105AH-S | N/A | KOYOE | KY-EST17KH | 4 | 21.5
2853 | KOYOE | KY-51V105AH-S | N/A | KOYOE | KY-EST20KH | 4 | 21.5
2854 | KOYOE | KY-51V105AH-S | N/A | KOYOE | KY-EST12KH | 4 | 21.5
2855 | KOYOE | KY-51V105AH-S | N/A | KOYOE | KY-EST15KH | 4 | 21.5
2856 | KOYOE | KY-51V105AH-S | N/A | KOYOE | KY-EST06KH | 4 | 21.5
2857 | KOYOE | KY-51V105AH-S | N/A | KOYOE | KY-EST08KH | 4 | 21.5
2858 | KOYOE | KY-51V105AH-S | N/A | KOYOE | KY-EST10KH | 4 | 21.5
2859 | KOYOE | KY-51V105AH-S | N/A | KOYOE | KY-1Hybrid-5k0-H | 4 | 21.5
2860 | KOYOE | KY-48V105AH | N/A | KOYOE | KY-EST08KH | 5 | 22.5
2861 | KOYOE | KY-48V105AH | N/A | KOYOE | KY-EST06KH | 5 | 22.5
2862 | KOYOE | KY-48V105AH | N/A | KOYOE | KY-EST10KH | 5 | 22.5
2863 | KOYOE | KY-51V105AH-S | N/A | KOYOE | KY-EST12KH | 5 | 26.88
2864 | KOYOE | KY-51V105AH-S | N/A | KOYOE | KY-EST08KH | 5 | 26.88
2865 | KOYOE | KY-51V105AH-S | N/A | KOYOE | KY-EST10KH | 5 | 26.88
2866 | KOYOE | KY-51V105AH-S | N/A | KOYOE | KY-EST20KH | 5 | 26.88
2867 | KOYOE | KY-51V105AH-S | N/A | KOYOE | KY-1Hybrid-5k0-H | 5 | 26.88
2868 | KOYOE | KY-51V105AH-S | N/A | KOYOE | KY-EST17KH | 5 | 26.88
2869 | KOYOE | KY-51V105AH-S | N/A | KOYOE | KY-EST15KH | 5 | 26.88
2870 | KOYOE | KY-51V105AH-S | N/A | KOYOE | KY-EST06KH | 5 | 26.88
2871 | KOYOE | KY-48V105AH | N/A | KOYOE | KY-EST20KH | 6 | 27
2872 | KOYOE | KY-48V105AH | N/A | KOYOE | KY-EST17KH | 6 | 27
2873 | KOYOE | KY-48V105AH | N/A | KOYOE | KY-EST15KH | 6 | 27
2874 | KOYOE | KY-48V105AH | N/A | KOYOE | KY-EST12KH | 6 | 27
2875 | KOYOE | KY-51V105AH-S | N/A | KOYOE | KY-EST15KH | 6 | 32.26
2876 | KOYOE | KY-51V105AH-S | N/A | KOYOE | KY-1Hybrid-5k0-H | 6 | 32.26
2877 | KOYOE | KY-51V105AH-S | N/A | KOYOE | KY-EST17KH | 6 | 32.26
2878 | KOYOE | KY-51V105AH-S | N/A | KOYOE | KY-EST20KH | 6 | 32.26
2879 | KOYOE | KY-51V105AH-S | N/A | KOYOE | KY-EST06KH | 6 | 32.26
2880 | KOYOE | KY-51V105AH-S | N/A | KOYOE | KY-EST08KH | 6 | 32.26
2881 | KOYOE | KY-51V105AH-S | N/A | KOYOE | KY-EST12KH | 6 | 32.26
2882 | KOYOE | KY-51V105AH-S | N/A | KOYOE | KY-EST10KH | 6 | 32.26
2883 | LG Energy Solution | RESU10 | N/A | Ginlong Technologies Co | RHI-3.6K-48ES-5G | 1 | 8.8
2884 | LG Energy Solution | RESU3.3 + RESU6.5 | N/A | Ginlong Technologies Co | RHI-6K-48ES-5G | 2 | 8.8
2885 | LG Energy Solution | RESU10 | N/A | Ginlong Technologies Co | RHI-4.6K-48ES-5G | 1 | 8.8
2886 | LG Energy Solution | RESU10 | N/A | Ginlong Technologies Co | RHI-6K-48ES-5G | 1 | 8.8
2887 | LG Energy Solution | RESU10 | N/A | Ginlong Technologies Co | RHI-5K-48ES-5G | 1 | 8.8
2888 | LG Energy Solution | RESU10 | N/A | Ginlong Technologies Co | RHI-3K-48ES-5G | 1 | 8.8
2889 | LG Energy Solution | RESU3.3 + RESU6.5 | N/A | Ginlong Technologies Co | RHI-5K-48ES-5G | 2 | 8.8
2890 | LG Energy Solution | RESU3.3 + RESU6.5 | N/A | Ginlong Technologies Co | RHI-3K-48ES-5G | 2 | 8.8
2891 | LG Energy Solution | RESU3.3 + RESU6.5 | N/A | Ginlong Technologies Co | RHI-3.6K-48ES-5G | 2 | 8.8
2892 | LG Energy Solution | RESU3.3 + RESU6.5 | N/A | Ginlong Technologies Co | RHI-4.6K-48ES-5G | 2 | 8.8
2893 | LG Energy Solution | RESU3.3 + RESU10 | N/A | Ginlong Technologies Co | RHI-3.6K-48ES-5G | 2 | 11.7
2894 | LG Energy Solution | RESU3.3 + RESU10 | N/A | Ginlong Technologies Co | RHI-6K-48ES-5G | 2 | 11.7
2895 | LG Energy Solution | RESU3.3 + RESU10 | N/A | Ginlong Technologies Co | RHI-5K-48ES-5G | 2 | 11.7
2896 | LG Energy Solution | RESU3.3 + RESU10 | N/A | Ginlong Technologies Co | RHI-4.6K-48ES-5G | 2 | 11.7
2897 | LG Energy Solution | RESU3.3 + RESU10 | N/A | Ginlong Technologies Co | RHI-3K-48ES-5G | 2 | 11.7
2898 | LG Energy Solution | RESU6.5 + RESU6.5 | N/A | Ginlong Technologies Co | RHI-4.6K-48ES-5G | 2 | 11.8
2899 | LG Energy Solution | RESU6.5 + RESU6.5 | N/A | Ginlong Technologies Co | RHI-6K-48ES-5G | 2 | 11.8
2900 | LG Energy Solution | RESU6.5 + RESU6.5 | N/A | Ginlong Technologies Co | RHI-3K-48ES-5G | 2 | 11.8
2901 | LG Energy Solution | RESU6.5 + RESU6.5 | N/A | Ginlong Technologies Co | RHI-3.6K-48ES-5G | 2 | 11.8
2902 | LG Energy Solution | RESU6.5 + RESU6.5 | N/A | Ginlong Technologies Co | RHI-5K-48ES-5G | 2 | 11.8
2903 | LG Energy Solution | RESU13 | N/A | Ginlong Technologies Co | RHI-5K-48ES-5G | 1 | 12.4
2904 | LG Energy Solution | RESU13 | N/A | Ginlong Technologies Co | RHI-3K-48ES-5G | 1 | 12.4
2905 | LG Energy Solution | RESU13 | N/A | Ginlong Technologies Co | RHI-4.6K-48ES-5G | 1 | 12.4
2906 | LG Energy Solution | RESU13 | N/A | Ginlong Technologies Co | RHI-6K-48ES-5G | 1 | 12.4
2907 | LG Energy Solution | RESU13 | N/A | Ginlong Technologies Co | RHI-3.6K-48ES-5G | 1 | 12.4
2908 | LG Energy Solution | RESU6.5 + RESU10 | N/A | Ginlong Technologies Co | RHI-3.6K-48ES-5G | 2 | 14.7
2909 | LG Energy Solution | RESU6.5 + RESU10 | N/A | Ginlong Technologies Co | RHI-6K-48ES-5G | 2 | 14.7
2910 | LG Energy Solution | RESU6.5 + RESU10 | N/A | Ginlong Technologies Co | RHI-5K-48ES-5G | 2 | 14.7
2911 | LG Energy Solution | RESU6.5 + RESU10 | N/A | Ginlong Technologies Co | RHI-4.6K-48ES-5G | 2 | 14.7
2912 | LG Energy Solution | RESU6.5 + RESU10 | N/A | Ginlong Technologies Co | RHI-3K-48ES-5G | 2 | 14.7
2913 | LG Energy Solution | RESU10 + RESU10 | N/A | Ginlong Technologies Co | RHI-4.6K-48ES-5G | 2 | 17.6
2914 | LG Energy Solution | RESU10 + RESU10 | N/A | Ginlong Technologies Co | RHI-5K-48ES-5G | 2 | 17.6
2915 | LG Energy Solution | RESU10 + RESU10 | N/A | Ginlong Technologies Co | RHI-3K-48ES-5G | 2 | 17.6
2916 | LG Energy Solution | RESU10 + RESU10 | N/A | Ginlong Technologies Co | RHI-6K-48ES-5G | 2 | 17.6
2917 | LG Energy Solution | RESU10 + RESU10 | N/A | Ginlong Technologies Co | RHI-3.6K-48ES-5G | 2 | 17.6
2918 | LG Energy Solution | RESU13 + RESU13 | N/A | Ginlong Technologies Co | RHI-3.6K-48ES-5G | 2 | 24.8
2919 | LG Energy Solution | RESU13 + RESU13 | N/A | Ginlong Technologies Co | RHI-4.6K-48ES-5G | 2 | 24.8
2920 | LG Energy Solution | RESU13 + RESU13 | N/A | Ginlong Technologies Co | RHI-5K-48ES-5G | 2 | 24.8
2921 | LG Energy Solution | RESU13 + RESU13 | N/A | Ginlong Technologies Co | RHI-6K-48ES-5G | 2 | 24.8
2922 | LG Energy Solution | RESU13 + RESU13 | N/A | Ginlong Technologies Co | RHI-3K-48ES-5G | 2 | 24.8
2923 | LG Energy Solution | RESU10 | N/A | GoodWe | GW3600S-BP | 1 | 8.8
2924 | LG Energy Solution | RESU10 | N/A | GoodWe | GW5048D-ES | 1 | 8.8
2925 | LG Energy Solution | RESU10 | N/A | GoodWe | GW5048D-ES | 1 | 8.8
2926 | LG Energy Solution | RESU10 | N/A | GoodWe | GW5000S-BP | 1 | 8.8
2927 | LG Energy Solution | RESU 10H Prime | N/A | GoodWe | GEH10-1U-10 | 1 | 9.6
2928 | LG Energy Solution | RESU 10H Prime | N/A | GoodWe | GEH8.6-1U-10 | 1 | 9.6
2929 | LG Energy Solution | RESU 10H Prime | N/A | GoodWe | GEH5.0-1U-10 | 1 | 9.6
2930 | LG Energy Solution | RESU12 | N/A | GoodWe | GW5048D-ES | 1 | 11.7
2931 | LG Energy Solution | RESU 12 | N/A | GoodWe | GW5000S-BP | 1 | 11.7
2932 | LG Energy Solution | RESU12 | N/A | GoodWe | GW5048D-ES | 1 | 11.7
2933 | LG Energy Solution | RESU6.5 | N/A | GoodWe | GW5000S-BP | 2 | 11.8
2934 | LG Energy Solution | RESU6.5 | N/A | GoodWe | GW5000S-BP | 2 | 11.8
2935 | LG Energy Solution | RESU6.5 | N/A | GoodWe | GW5048D-ES | 2 | 11.8
2936 | LG Energy Solution | RESU6.5 | N/A | GoodWe | GW5000S-BP | 2 | 11.8
2937 | LG Energy Solution | RESU6.5 | N/A | GoodWe | GW5000S-BP | 2 | 11.8
2938 | LG Energy Solution | RESU6.5 | N/A | GoodWe | GW3600S-BP | 2 | 11.8
2939 | LG Energy Solution | RESU13 | N/A | GoodWe | GW5048D-ES | 1 | 12.4
2940 | LG Energy Solution | RESU13 | N/A | GoodWe | GW5000S-BP | 1 | 12.4
2941 | LG Energy Solution | RESU13 | N/A | GoodWe | GW5048D-ES | 1 | 12.4
2942 | LG Energy Solution | RESU13 | N/A | GoodWe | GW3600S-BP | 1 | 12.4
2943 | LG Energy Solution | RESU13 | N/A | GoodWe | GW5048D-ES | 1 | 12.4
2944 | LG Energy Solution | RESU6.5, RESU10 | N/A | GoodWe | GW5000S-BP | 2 | 14.7
2945 | LG Energy Solution | RESU6.5, RESU10 | N/A | GoodWe | GW5048D-ES | 2 | 14.7
2946 | LG Energy Solution | RESU6.5, RESU10 | N/A | GoodWe | GW3600S-BP | 2 | 14.7
2947 | LG Energy Solution | RESU 16H Prime | N/A | GoodWe | GEH10-1U-10 | 1 | 16
2948 | LG Energy Solution | RESU 16H Prime | N/A | GoodWe | GEH5.0-1U-10 | 1 | 16
2949 | LG Energy Solution | RESU 16H Prime | N/A | GoodWe | GEH8.6-1U-10 | 1 | 16
2950 | LG Energy Solution | RESU10 | N/A | GoodWe | GW5000S-BP | 2 | 17.6
2951 | LG Energy Solution | RESU10 | N/A | GoodWe | GW3600S-BP | 2 | 17.6
2952 | LG Energy Solution | RESU10 | N/A | GoodWe | GW5000S-BP | 2 | 17.6
2953 | LG Energy Solution | RESU10 | N/A | GoodWe | GW5048D-ES | 2 | 17.6
2954 | LG Energy Solution | RESU10 | N/A | GoodWe | GW5000S-BP | 2 | 17.6
2955 | LG Energy Solution | RESU10 | N/A | GoodWe | GW5000S-BP | 2 | 17.6
2956 | LG Energy Solution | RESU 10H Prime | N/A | GoodWe | GEH10-1U-10 | 2 | 19.2
2957 | LG Energy Solution | RESU 10H Prime | N/A | GoodWe | GEH8.6-1U-10 | 2 | 19.2
2958 | LG Energy Solution | RESU 10H Prime | N/A | GoodWe | GEH5.0-1U-10 | 2 | 19.2
2959 | LG Energy Solution | RESU12 | N/A | GoodWe | GW5000S-BP | 2 | 23.4
2960 | LG Energy Solution | RESU12 | N/A | GoodWe | GW5000S-BP | 2 | 23.4
2961 | LG Energy Solution | RESU12 | N/A | GoodWe | GW5000S-BP | 2 | 23.4
2962 | LG Energy Solution | RESU13 | N/A | GoodWe | GW5048D-ES | 2 | 24.8
2963 | LG Energy Solution | RESU13 | N/A | GoodWe | GW3600S-BP | 2 | 24.8
2964 | LG Energy Solution | RESU 16H Prime | N/A | GoodWe | GEH10-1U-10 | 2 | 32
2965 | LG Energy Solution | RESU 16H Prime | N/A | GoodWe | GEH8.6-1U-10 | 2 | 32
2966 | LG Energy Solution | RESU 16H Prime | N/A | GoodWe | GEH5.0-1U-10 | 2 | 32
2967 | LG Energy Solution | RESU10 | N/A | LG Energy Solution | LGES-5048 | 1 | 8.8
2968 | LG Energy Solution | RESU10 | N/A | LG Energy Solution | LEGS-5048-NS | 1 | 8.8
2969 | LG Energy Solution | RESU10 | N/A | LG Energy Solution | LEGS-5048-NS | 1 | 8.8
2970 | LG Energy Solution | RESU10 | N/A | LG Energy Solution | LEGS-5048-NS | 1 | 8.8
2971 | LG Energy Solution | RESU10 | N/A | LG Energy Solution | LGES-5048 | 1 | 8.8
2972 | LG Energy Solution | RESU10 | N/A | LG Energy Solution | LGES-5048 | 1 | 8.8
2973 | LG Energy Solution | RESU12 | N/A | LG Energy Solution | LGES-5048 | 1 | 11.7
2974 | LG Energy Solution | RESU12 | N/A | LG Energy Solution | LGES-5048 | 1 | 11.7
2975 | LG Energy Solution | RESU12 | N/A | LG Energy Solution | LGES-5048 | 1 | 11.7
2976 | LG Energy Solution | RESU12 | N/A | LG Energy Solution | LEGS-5048-NS | 1 | 11.7
2977 | LG Energy Solution | RESU12 | N/A | LG Energy Solution | LEGS-5048-NS | 1 | 11.7
2978 | LG Energy Solution | RESU12 | N/A | LG Energy Solution | LEGS-5048-NS | 1 | 11.7
2979 | LG Energy Solution | RESU6.5 | N/A | LG Energy Solution | LGES-5048 | 2 | 11.8
2980 | LG Energy Solution | RESU6.5 | N/A | LG Energy Solution | LEGS-5048 | 2 | 11.8
2981 | LG Energy Solution | RESU6.5 | N/A | LG Energy Solution | LGES-5048 | 2 | 11.8
2982 | LG Energy Solution | RESU6.5 | N/A | LG Energy Solution | LEGS-5048-NS | 2 | 11.8
2983 | LG Energy Solution | RESU6.5 | N/A | LG Energy Solution | LEGS-5048-NS | 2 | 11.8
2984 | LG Energy Solution | RESU6.5 | N/A | LG Energy Solution | LEGS-5048-NS | 2 | 11.8
2985 | LG Energy Solution | RESU13 | N/A | LG Energy Solution | LGES-5048 | 1 | 12.4
2986 | LG Energy Solution | RESU13 | N/A | LG Energy Solution | LGES-5048 | 1 | 12.4
2987 | LG Energy Solution | RESU13 | N/A | LG Energy Solution | LGES-5048 | 1 | 12.4
2988 | LG Energy Solution | RESU10 | N/A | LG Energy Solution | LEGS-5048-NS | 2 | 17.6
2989 | LG Energy Solution | RESU10 | N/A | LG Energy Solution | LEGS-5048-NS | 2 | 17.6
2990 | LG Energy Solution | RESU10 | N/A | LG Energy Solution | LEGS-5048 | 2 | 17.6
2991 | LG Energy Solution | RESU10 | N/A | LG Energy Solution | LEGS-5048-NS | 2 | 17.6
2992 | LG Energy Solution | RESU10 | N/A | LG Energy Solution | LGES-5048 | 2 | 17.6
2993 | LG Energy Solution | RESU10 | N/A | LG Energy Solution | LGES-5048 | 2 | 17.6
2994 | LG Energy Solution | RESU12 | N/A | LG Energy Solution | LEGS-5048-NS | 2 | 23.4
2995 | LG Energy Solution | RESU12 | N/A | LG Energy Solution | LEGS-5048-NS | 2 | 23.4
2996 | LG Energy Solution | RESU12 | N/A | LG Energy Solution | LGES-5048 | 2 | 23.4
2997 | LG Energy Solution | RESU12 | N/A | LG Energy Solution | LEGS-5048 | 2 | 23.4
2998 | LG Energy Solution | RESU12 | N/A | LG Energy Solution | LGES-5048 | 2 | 23.4
2999 | LG Energy Solution | RESU12 | N/A | LG Energy Solution | LEGS-5048-NS | 2 | 23.4
3000 | LG Energy Solution | RESU13 | N/A | LG Energy Solution | LGES-5048 | 2 | 24.8
3001 | LG Energy Solution | RESU13 | N/A | LG Energy Solution | LGES-5048 | 2 | 24.8
3002 | LG Energy Solution | RESU10 | N/A | Selectronic | SPMC481-AU | 1 | 8.8
3003 | LG Energy Solution | RESU10 | N/A | Selectronic | SPMC480-AU | 1 | 8.8
3004 | LG Energy Solution | RESU10 | N/A | Selectronic | SPMC482-AU | 1 | 8.8
3005 | LG Energy Solution | RESU10 | N/A | Selectronic | SPMC480-AU | 1 | 8.8
3006 | LG Energy Solution | RESU10 | N/A | Selectronic | SPMC482-AU | 1 | 8.8
3007 | LG Energy Solution | RESU10 | N/A | Selectronic | SPMC481-AU | 1 | 8.8
3008 | LG Energy Solution | RESU 12 | N/A | Selectronic | SPMC482-AU | 1 | 11.7
3009 | LG Energy Solution | RESU 12 | N/A | Selectronic | SPMC481-AU | 1 | 11.7
3010 | LG Energy Solution | RESU6.5 | N/A | Selectronic | SPMC481-AU | 2 | 11.8
3011 | LG Energy Solution | RESU6.5 | N/A | Selectronic | SPMC482-AU | 2 | 11.8
3012 | LG Energy Solution | RESU6.5 | N/A | Selectronic | SPMC481-AU | 2 | 11.8
3013 | LG Energy Solution | RESU6.5 | N/A | Selectronic | SPMC482-AU | 2 | 11.8
3014 | LG Energy Solution | RESU13 | N/A | Selectronic | SPMC482-AU | 1 | 12.4
3015 | LG Energy Solution | RESU13 | N/A | Selectronic | SPMC482-AU | 1 | 12.4
3016 | LG Energy Solution | RESU13 | N/A | Selectronic | SPMC481-AU | 1 | 12.4
3017 | LG Energy Solution | RESU13 | N/A | Selectronic | SPMC481-AU | 1 | 12.4
3018 | LG Energy Solution | RESU10 | N/A | Selectronic | SPMC482-AU | 2 | 17.6
3019 | LG Energy Solution | RESU10 | N/A | Selectronic | SPMC482-AU | 2 | 17.6
3020 | LG Energy Solution | RESU10 | N/A | Selectronic | SPMC481-AU | 2 | 17.6
3021 | LG Energy Solution | RESU10 | N/A | Selectronic | SPMC481-AU | 2 | 17.6
3022 | LG Energy Solution | RESU13 | N/A | Selectronic | SPMC481-AU | 2 | 24.8
3023 | LG Energy Solution | RESU13 | N/A | Selectronic | SPMC481-AU | 2 | 24.8
3024 | LG Energy Solution | RESU13 | N/A | Selectronic | SPMC482-AU | 2 | 24.8
3025 | LG Energy Solution | RESU13 | N/A | Selectronic | SPMC482-AU | 2 | 24.8
3026 | LG Energy Solution | RESU10H-R | N/A | SolarEdge | SE3000H | 1 | 9.3
3027 | LG Energy Solution | RESU10H-R | N/A | SolarEdge | SE5000H | 1 | 9.3
3028 | LG Energy Solution | RESU10H-R | N/A | SolarEdge | SE10000H | 1 | 9.3
3029 | LG Energy Solution | RESU10H-R | N/A | SolarEdge | SE3000H-AUSAC | 1 | 9.3
3030 | LG Energy Solution | RESU10H-R | N/A | SolarEdge | SE6000H | 1 | 9.3
3031 | LG Energy Solution | RESU10H-R | N/A | SolarEdge | SE4000H | 1 | 9.3
3032 | LG Energy Solution | RESU 10H Prime | N/A | SolarEdge | SE5000H | 1 | 9.6
3033 | LG Energy Solution | RESU 10H Prime | N/A | SolarEdge | SE6000H | 1 | 9.6
3034 | LG Energy Solution | RESU 10H Prime | N/A | SolarEdge | SE5000H | 1 | 9.6
3035 | LG Energy Solution | RESU 10H Prime | N/A | SolarEdge | SE8250H-AUS3MBX14 | 1 | 9.6
3036 | LG Energy Solution | RESU 10H Prime | N/A | SolarEdge | SE3000H | 1 | 9.6
3037 | LG Energy Solution | RESU 10H Prime | N/A | SolarEdge | SE10000H-AUS3MBX14 | 1 | 9.6
3038 | LG Energy Solution | RESU 10H Prime | N/A | SolarEdge | SE10000H-AUS3MBX14 | 1 | 9.6
3039 | LG Energy Solution | RESU 10H Prime | N/A | SolarEdge | SE8250H-AUS3MBX14 | 1 | 9.6
3040 | LG Energy Solution | RESU 10H Prime | N/A | SolarEdge | SE6000H | 1 | 9.6
3041 | LG Energy Solution | RESU 10H Prime | N/A | SolarEdge | SE3000H | 1 | 9.6
3042 | LG Energy Solution | RESU 16H Prime | N/A | SolarEdge | SE8250H-AUS3MBX14 | 1 | 16
3043 | LG Energy Solution | RESU 16H Prime | N/A | SolarEdge | SE10000H-AUS3MBX14 | 1 | 16
3044 | LG Energy Solution | RESU 16H Prime | N/A | SolarEdge | SE5000H | 1 | 16
3045 | LG Energy Solution | RESU 16H Prime | N/A | SolarEdge | SE4000H | 1 | 16
3046 | LG Energy Solution | RESU 16H Prime | N/A | SolarEdge | SE3000H | 1 | 16
3047 | LG Energy Solution | RESU 16H Prime | N/A | SolarEdge | SE10000H | 1 | 16
3048 | LG Energy Solution | RESU 16H Prime | N/A | SolarEdge | SE8250H-AUS3MBX14 | 1 | 16
3049 | LG Energy Solution | RESU 16H Prime | N/A | SolarEdge | SE6000H | 1 | 16
3050 | LG Energy Solution | RESU 16H Prime | N/A | SolarEdge | SE6000H | 1 | 16
3051 | LG Energy Solution | RESU 16H Prime | N/A | SolarEdge | SE5000H | 1 | 16
3052 | LG Energy Solution | RESU 16H Prime | N/A | SolarEdge | SE8250H | 1 | 16
3053 | LG Energy Solution | RESU 16H Prime | N/A | SolarEdge | SE10000H-AUS3MBX14 | 1 | 16
3054 | LG Energy Solution | RESU 16H Prime | N/A | SolarEdge | SE6000H | 1 | 16
3055 | LG Energy Solution | RESU 16H Prime | N/A | SolarEdge | SE5000H | 1 | 16
3056 | LG Energy Solution | RESU10H-R | N/A | SolarEdge | SE10000H | 2 | 18.6
3057 | LG Energy Solution | RESU 10H Prime | N/A | SolarEdge | SE8250H-AUS3MBX14 | 2 | 18.6
3058 | LG Energy Solution | RESU 10H Prime | N/A | SolarEdge | SE10000H-AUS3MBX14 | 2 | 18.6
3059 | LG Energy Solution | RESU 10H Prime | N/A | SolarEdge | SE6000H | 2 | 19.2
3060 | LG Energy Solution | RESU 10H Prime | N/A | SolarEdge | SE6000H | 2 | 19.2
3061 | LG Energy Solution | RESU 10H Prime | N/A | SolarEdge | SE5000H | 2 | 19.2
3062 | LG Energy Solution | RESU 10H Prime | N/A | SolarEdge | SE8250H-AUS3MBX14 | 2 | 19.2
3063 | LG Energy Solution | RESU 10H Prime | N/A | SolarEdge | SE10000H-AUS3MBX14 | 2 | 19.2
3064 | LG Energy Solution | RESU 10H Prime | N/A | SolarEdge | SE5000H | 2 | 19.2
3065 | LG Energy Solution | RESU 16H Prime | N/A | SolarEdge | SE8250H-AUS3MBX14 | 2 | 32
3066 | LG Energy Solution | RESU 16H Prime | N/A | SolarEdge | SE10000H-AUS3MBX14 | 2 | 32
3067 | LG Energy Solution | RESU 16H Prime | N/A | SolarEdge | SE8250H-AUS3MBX14 | 2 | 32
3068 | LG Energy Solution | RESU 16H Prime | N/A | SolarEdge | SE6000H | 2 | 32
3069 | LG Energy Solution | RESU 16H Prime | N/A | SolarEdge | SE10000H-AUS3MBX14 | 2 | 32
3070 | LG Energy Solution | RESU 16H Prime | N/A | SolarEdge | SE6000H | 2 | 32
3071 | LG Energy Solution | RESU 16H Prime | N/A | SolarEdge | SE5000H-AUS3MBX14 | 2 | 32
3072 | LG Energy Solution | RESU 16H Prime | N/A | SolarEdge | SE5000H-AUS3MBX14 | 2 | 32
3073 | LG Energy Solution | RESU10 | N/A | Solis | S5-EH-1P-4.6K-L | 1 | 8.8
3074 | LG Energy Solution | RESU10 | N/A | Solis | RHI-3.6K-48ES-5G | 1 | 8.8
3075 | LG Energy Solution | RESU10 | N/A | Solis | RHI-4.6K-48ES-5G | 1 | 8.8
3076 | LG Energy Solution | RESU10 | N/A | Solis | RHI-3K-48ES-5G | 1 | 8.8
3077 | LG Energy Solution | RESU10 | N/A | Solis | S5-EH-1P-5K-L | 1 | 8.8
3078 | LG Energy Solution | RESU10 | N/A | Solis | S5-EH-1P-3.6K-L | 1 | 8.8
3079 | LG Energy Solution | RESU10 | N/A | Solis | S5-EH-1P-6K-L | 1 | 8.8
3080 | LG Energy Solution | RESU10 | N/A | Solis | S5-EH-1P-3K-L | 1 | 8.8
3081 | LG Energy Solution | RESU10 | N/A | Solis | RHI-5K-48ES-5G | 1 | 8.8
3082 | LG Energy Solution | RESU10 | N/A | Solis | RHI-6K-48ES-5G | 1 | 8.8
3083 | LG Energy Solution | RESU12 | N/A | Solis | S5-EH-1P-5K-L | 1 | 11.7
3084 | LG Energy Solution | RESU12 | N/A | Solis | S5-EH-1P-6K-L | 1 | 11.7
3085 | LG Energy Solution | RESU12 | N/A | Solis | RHI-5K-48ES-5G | 1 | 11.7
3086 | LG Energy Solution | RESU12 | N/A | Solis | RHI-3K-48ES-5G | 1 | 11.7
3087 | LG Energy Solution | RESU12 | N/A | Solis | RHI-3.6K-48ES-5G | 1 | 11.7
3088 | LG Energy Solution | RESU12 | N/A | Solis | RHI-6K-48ES-5G | 1 | 11.7
3089 | LG Energy Solution | RESU12 | N/A | Solis | S5-EH-1P-4.6K-L | 1 | 11.7
3090 | LG Energy Solution | RESU12 | N/A | Solis | S5-EH-1P-3.6K-L | 1 | 11.7
3091 | LG Energy Solution | RESU12 | N/A | Solis | S5-EH-1P-3K-L | 1 | 11.7
3092 | LG Energy Solution | RESU12 | N/A | Solis | RHI-4.6K-48ES-5G | 1 | 11.7
3093 | LG Energy Solution | RESU6.5 | N/A | Solis | RHI-4.6K-48ES-5G | 2 | 11.8
3094 | LG Energy Solution | RESU6.5 | N/A | Solis | RHI-3K-48ES-5G | 2 | 11.8
3095 | LG Energy Solution | RESU6.5 | N/A | Solis | RHI-6K-48ES-5G | 2 | 11.8
3096 | LG Energy Solution | RESU6.5 | N/A | Solis | RHI-5K-48ES-5G | 2 | 11.8
3097 | LG Energy Solution | RESU6.5 | N/A | Solis | RHI-3.6K-48ES-5G | 2 | 11.8
3098 | LG Energy Solution | RESU13 | N/A | Solis | S5-EH-1P-5K-L | 1 | 12.4
3099 | LG Energy Solution | RESU13 | N/A | Solis | S5-EH-1P-4.6K-L | 1 | 12.4
3100 | LG Energy Solution | RESU13 | N/A | Solis | S5-EH-1P-6K-L | 1 | 12.4
3101 | LG Energy Solution | RESU13 | N/A | Solis | S5-EH-1P-3.6K-L | 1 | 12.4
3102 | LG Energy Solution | RESU13 | N/A | Solis | S5-EH-1P-3K-L | 1 | 12.4
3103 | LG Energy Solution | RESU6.5 + RESU10 | N/A | Solis | RHI-6K-48ES-5G | 2 | 14.7
3104 | LG Energy Solution | RESU6.5 + RESU10 | N/A | Solis | RHI-5K-48ES-5G | 2 | 14.7
3105 | LG Energy Solution | RESU6.5 + RESU10 | N/A | Solis | RHI-4.6K-48ES-5G | 2 | 14.7
3106 | LG Energy Solution | RESU6.5 + RESU10 | N/A | Solis | RHI-3K-48ES-5G | 2 | 14.7
3107 | LG Energy Solution | RESU6.5 + RESU10 | N/A | Solis | RHI-3.6K-48ES-5G | 2 | 14.7
3108 | LG Energy Solution | RESU10 | N/A | Solis | RHI-6K-48ES-5G | 2 | 17.6
3109 | LG Energy Solution | RESU10 | N/A | Solis | RHI-4.6K-48ES-5G | 2 | 17.6
3110 | LG Energy Solution | RESU10 | N/A | Solis | RHI-3K-48ES-5G | 2 | 17.6
3111 | LG Energy Solution | RESU10 | N/A | Solis | RHI-5K-48ES-5G | 2 | 17.6
3112 | LG Energy Solution | RESU10 | N/A | Solis | RHI-3.6K-48ES-5G | 2 | 17.6
3113 | LG Energy Solution | RESU12 | N/A | Solis | RHI-3K-48ES-5G | 2 | 23.4
3114 | LG Energy Solution | RESU12 | N/A | Solis | RHI-3.6K-48ES-5G | 2 | 23.4
3115 | LG Energy Solution | RESU12 | N/A | Solis | RHI-4.6K-48ES-5G | 2 | 23.4
3116 | LG Energy Solution | RESU12 | N/A | Solis | RHI-5K-48ES-5G | 2 | 23.4
3117 | LG Energy Solution | RESU12 | N/A | Solis | RHI-6K-48ES-5G | 2 | 23.4
3118 | LG Energy Solution | RESU10 | N/A | Sungrow | SH5K-30 | 1 | 8.8
3119 | LG Energy Solution | RESU10 | N/A | Sungrow | SH5K-30 | 1 | 8.8
3120 | LG Energy Solution | RESU10 | N/A | Sungrow | SH5K-30 | 1 | 8.8
3121 | LG Energy Solution | RESU10 | N/A | Sungrow | SH5K-30 | 1 | 8.8
3122 | LG Energy Solution | RESU10H | N/A | Sungrow | SH10RT | 1 | 9.3
3123 | LG Energy Solution | RESU10H | N/A | Sungrow | SH5.0RT | 1 | 9.3
3124 | LG Energy Solution | RESU10H | N/A | Sungrow | SH10RT | 1 | 9.3
3125 | LG Energy Solution | RESU10H | N/A | Sungrow | SH5.0RT | 1 | 9.3
3126 | LG Energy Solution | RESU12 | N/A | Sungrow | SH5K-30 | 1 | 11.7
3127 | LG Energy Solution | RESU6.5 | N/A | Sungrow | SH5K-30 | 2 | 11.8
3128 | LG Energy Solution | RESU6.5 | N/A | Sungrow | SH5K-30 | 2 | 11.8
3129 | LG Energy Solution | RESU6.5 | N/A | Sungrow | SH5K-30 | 2 | 11.8
3130 | LG Energy Solution | RESU6.5 | N/A | Sungrow | SH5K-30 | 2 | 11.8
3131 | LG Energy Solution | RESU13 | N/A | Sungrow | SH5K-30 | 1 | 12.4
3132 | LG Energy Solution | RESU13 | N/A | Sungrow | SH5K-30 | 1 | 12.4
3133 | LG Energy Solution | RESU6.5, RESU10 | N/A | Sungrow | SH5K-30 | 2 | 14.7
3134 | LG Energy Solution | RESU6.5, RESU10 | N/A | Sungrow | SH5K-30 | 2 | 14.7
3135 | LG Energy Solution | RESU6.5, RESU10 | N/A | Sungrow | SH5K-30 | 2 | 14.7
3136 | LG Energy Solution | RESU6.5, RESU10 | N/A | Sungrow | SH5K-30 | 2 | 14.7
3137 | LG Energy Solution | RESU10 | N/A | Sungrow | SH5K-30 | 2 | 17.6
3138 | LG Energy Solution | RESU10 | N/A | Sungrow | SH5K-30 | 2 | 17.6
3139 | LG Energy Solution | RESU10 | N/A | Sungrow | SH5K-30 | 2 | 17.6
3140 | LG Energy Solution | RESU10 | N/A | Sungrow | SH5K-30 | 2 | 17.6
3141 | Maxeon | RESERVE-BAT1-DC-10.1P-INT | N/A | Maxeon | RESERVE-INV-1-P5-L1-INT | 1 | 9.6
3142 | Maxeon | RESERVE-BAT1-DC-10.1P-INT | N/A | Maxeon | RESERVE-INV-1-P5-L1-INT | 2 | 19.2
3143 | Maxeon | RESERVE-BAT1-DC-10.1P-INT | N/A | Maxeon | RESERVE-INV-1-P5-L1-INT | 3 | 28.8
3144 | Maxeon | RESERVE-BAT1-DC-10.1P-INT | N/A | Maxeon | RESERVE-INV-1-P5-L1-INT | 4 | 38.4
3145 | Maxeon | RESERVE-BAT1-DC-10.1P-INT | N/A | Maxeon | RESERVE-INV-1-P5-L1-INT | 5 | 48
3146 | Maxeon | RESERVE-BAT1-DC-10.1P-INT | N/A | Maxeon | RESERVE-INV-1-P5-L1-INT | 6 | 57.6
3147 | OLIPOWER | LB51100 | N/A | DEYE NEW ENERGY AUSTRALIA PTY LTD. | SUN-8K-SG04LP3-AU | 2 | 8.2
3148 | OLIPOWER | LB51100 | N/A | DEYE NEW ENERGY AUSTRALIA PTY LTD. | SUN-10K-SG04LP3-AU | 2 | 8.2
3149 | OLIPOWER | LB51100 | N/A | DEYE NEW ENERGY AUSTRALIA PTY LTD. | SUN-5K-SG04LP1-AU | 2 | 8.2
3150 | OLIPOWER | LB51100 | N/A | DEYE NEW ENERGY AUSTRALIA PTY LTD. | SUN-8K-SG05LP1-AU | 2 | 8.2
3151 | OLIPOWER | BRE-B-10K | N/A | DEYE NEW ENERGY AUSTRALIA PTY LTD. | SUN-8K-SG05LP1-AU | 1 | 8.6
3152 | OLIPOWER | BRE-B-10K | N/A | DEYE NEW ENERGY AUSTRALIA PTY LTD. | SUN-5K-SG04LP1-AU | 1 | 8.6
3153 | OLIPOWER | BRE-B-10K | N/A | DEYE NEW ENERGY AUSTRALIA PTY LTD. | SUN-10K-SG04LP3-AU | 1 | 8.6
3154 | OLIPOWER | BRE-B-10K | N/A | DEYE NEW ENERGY AUSTRALIA PTY LTD. | SUN-8K-SG04LP3-AU | 1 | 8.6
3155 | OLIPOWER | BRE-B-14K | N/A | DEYE NEW ENERGY AUSTRALIA PTY LTD. | SUN-5K-SG04LP1-AU | 1 | 12.9
3156 | OLIPOWER | BRE-B-14K | N/A | DEYE NEW ENERGY AUSTRALIA PTY LTD. | SUN-8K-SG05LP1-AU | 1 | 12.9
3157 | OLIPOWER | BRE-B-14K | N/A | DEYE NEW ENERGY AUSTRALIA PTY LTD. | SUN-8K-SG04LP3-AU | 1 | 12.9
3158 | OLIPOWER | BRE-B-14K | N/A | DEYE NEW ENERGY AUSTRALIA PTY LTD. | SUN-10K-SG04LP3-AU | 1 | 12.9
3159 | PowerPlus Energy | LiFe4838P | N/A | Ginlong Technologies Co | S5-EH1P5K-L | 2 | 7.6
3160 | PowerPlus Energy | LiFe4838P | N/A | Ginlong Technologies Co | S6-EH1P6K-L-AU | 2 | 7.6
3161 | PowerPlus Energy | LiFe4838P | N/A | Ginlong Technologies Co | S6-EH1P3K-L-AU | 2 | 7.6
3162 | PowerPlus Energy | LiFe4838P | N/A | Ginlong Technologies Co | S6-EH1P5K-L-AU | 2 | 7.6
3163 | PowerPlus Energy | LiFe4838P | N/A | Ginlong Technologies Co | S6-EH1P3.6K-L-AU | 2 | 7.6
3164 | PowerPlus Energy | LiFe4838P | N/A | Ginlong Technologies Co | S6-EH1P4.6K-L-AU | 2 | 7.6
3165 | PowerPlus Energy | LiFe4838P | N/A | Ginlong Technologies Co | S6-EH1P6K-L-AU | 3 | 11.4
3166 | PowerPlus Energy | LiFe4838P | N/A | Ginlong Technologies Co | S6-EH1P3K-L-AU | 3 | 11.4
3167 | PowerPlus Energy | LiFe4838P | N/A | Ginlong Technologies Co | S6-EH1P4.6K-L-AU | 3 | 11.4
3168 | PowerPlus Energy | LiFe4838P | N/A | Ginlong Technologies Co | S6-EH1P3.6K-L-AU | 3 | 11.4
3169 | PowerPlus Energy | LiFe4838P | N/A | Ginlong Technologies Co | S6-EH1P5K-L-AU | 3 | 11.4
3170 | PowerPlus Energy | LiFe4838P | N/A | Ginlong Technologies Co | S5-EH1P5K-L | 3 | 11.4
3171 | PowerPlus Energy | LiFe4838P | N/A | Ginlong Technologies Co | S6-EH1P6K-L-AU | 4 | 15.2
3172 | PowerPlus Energy | LiFe4838P | N/A | Ginlong Technologies Co | S6-EH1P3.6K-L-AU | 4 | 15.2
3173 | PowerPlus Energy | LiFe4838P | N/A | Ginlong Technologies Co | S6-EH1P3K-L-AU | 4 | 15.2
3174 | PowerPlus Energy | LiFe4838P | N/A | Ginlong Technologies Co | S6-EH1P4.6K-L-AU | 4 | 15.2
3175 | PowerPlus Energy | LiFe4838P | N/A | Ginlong Technologies Co | S6-EH1P5K-L-AU | 4 | 15.2
3176 | PowerPlus Energy | LiFe4838P | N/A | Ginlong Technologies Co | S5-EH1P5K-L | 4 | 15.2
3177 | PowerPlus Energy | LiFe4838P | N/A | Ginlong Technologies Co | S6-EH1P6K-L-AU | 5 | 19
3178 | PowerPlus Energy | LiFe4838P | N/A | Ginlong Technologies Co | S6-EH1P3K-L-AU | 5 | 19
3179 | PowerPlus Energy | LiFe4838P | N/A | Ginlong Technologies Co | S6-EH1P4.6K-L-AU | 5 | 19
3180 | PowerPlus Energy | LiFe4838P | N/A | Ginlong Technologies Co | S6-EH1P3.6K-L-AU | 5 | 19
3181 | PowerPlus Energy | LiFe4838P | N/A | Ginlong Technologies Co | S6-EH1P5K-L-AU | 5 | 19
3182 | PowerPlus Energy | LiFe4838P | N/A | Ginlong Technologies Co | S5-EH1P5K-L | 5 | 19
3183 | PowerPlus Energy | LiFe4838P | N/A | Ginlong Technologies Co | S6-EH1P3.6K-L-AU | 6 | 22.8
3184 | PowerPlus Energy | LiFe4838P | N/A | Ginlong Technologies Co | S6-EH1P4.6K-L-AU | 6 | 22.8
3185 | PowerPlus Energy | LiFe4838P | N/A | Ginlong Technologies Co | S5-EH1P5K-L | 6 | 22.8
3186 | PowerPlus Energy | LiFe4838P | N/A | Ginlong Technologies Co | S6-EH1P5K-L-AU | 6 | 22.8
3187 | PowerPlus Energy | LiFe4838P | N/A | Ginlong Technologies Co | S6-EH1P6K-L-AU | 6 | 22.8
3188 | PowerPlus Energy | LiFe4838P | N/A | Ginlong Technologies Co | S6-EH1P3K-L-AU | 6 | 22.8
3189 | PowerPlus Energy | LiFe4838P | N/A | Ginlong Technologies Co | S6-EH1P3.6K-L-AU | 7 | 26.6
3190 | PowerPlus Energy | LiFe4838P | N/A | Ginlong Technologies Co | S6-EH1P3K-L-AU | 7 | 26.6
3191 | PowerPlus Energy | LiFe4838P | N/A | Ginlong Technologies Co | S6-EH1P4.6K-L-AU | 7 | 26.6
3192 | PowerPlus Energy | LiFe4838P | N/A | Ginlong Technologies Co | S6-EH1P6K-L-AU | 7 | 26.6
3193 | PowerPlus Energy | LiFe4838P | N/A | Ginlong Technologies Co | S5-EH1P5K-L | 7 | 26.6
3194 | PowerPlus Energy | LiFe4838P | N/A | Ginlong Technologies Co | S6-EH1P5K-L-AU | 7 | 26.6
3195 | PowerPlus Energy | LiFe4838P | N/A | Ginlong Technologies Co | S6-EH1P3K-L-AU | 8 | 30.4
3196 | PowerPlus Energy | LiFe4838P | N/A | Ginlong Technologies Co | S5-EH1P5K-L | 8 | 30.4
3197 | PowerPlus Energy | LiFe4838P | N/A | Ginlong Technologies Co | S6-EH1P4.6K-L-AU | 8 | 30.4
3198 | PowerPlus Energy | LiFe4838P | N/A | Ginlong Technologies Co | S6-EH1P3.6K-L-AU | 8 | 30.4
3199 | PowerPlus Energy | LiFe4838P | N/A | Ginlong Technologies Co | S6-EH1P6K-L-AU | 8 | 30.4
3200 | PowerPlus Energy | LiFe4838P | N/A | Ginlong Technologies Co | S6-EH1P5K-L-AU | 8 | 30.4
3201 | PowerPlus Energy | LiFe4838P | N/A | Ginlong Technologies Co | S6-EH1P3K-L-AU | 9 | 34.2
3202 | PowerPlus Energy | LiFe4838P | N/A | Ginlong Technologies Co | S6-EH1P6K-L-AU | 9 | 34.2
3203 | PowerPlus Energy | LiFe4838P | N/A | Ginlong Technologies Co | S6-EH1P3.6K-L-AU | 9 | 34.2
3204 | PowerPlus Energy | LiFe4838P | N/A | Ginlong Technologies Co | S6-EH1P4.6K-L-AU | 9 | 34.2
3205 | PowerPlus Energy | LiFe4838P | N/A | Ginlong Technologies Co | S5-EH1P5K-L | 9 | 34.2
3206 | PowerPlus Energy | LiFe4838P | N/A | Ginlong Technologies Co | S6-EH1P5K-L-AU | 9 | 34.2
3207 | PowerPlus Energy | LiFe4838P | N/A | Ginlong Technologies Co | S6-EH1P6K-L-AU | 10 | 38
3208 | PowerPlus Energy | LiFe4838P | N/A | Ginlong Technologies Co | S6-EH1P5K-L-AU | 10 | 38
3209 | PowerPlus Energy | LiFe4838P | N/A | Ginlong Technologies Co | S5-EH1P5K-L | 10 | 38
3210 | PowerPlus Energy | LiFe4838P | N/A | Ginlong Technologies Co | S6-EH1P3.6K-L-AU | 10 | 38
3211 | PowerPlus Energy | LiFe4838P | N/A | Ginlong Technologies Co | S6-EH1P4.6K-L-AU | 10 | 38
3212 | PowerPlus Energy | LiFe4838P | N/A | Ginlong Technologies Co | S6-EH1P3K-L-AU | 10 | 38
3213 | PowerPlus Energy | LiFe4838P | N/A | Ginlong Technologies Co | S5-EH1P5K-L | 11 | 41.8
3214 | PowerPlus Energy | LiFe4838P | N/A | Ginlong Technologies Co | S6-EH1P3.6K-L-AU | 11 | 41.8
3215 | PowerPlus Energy | LiFe4838P | N/A | Ginlong Technologies Co | S6-EH1P4.6K-L-AU | 11 | 41.8
3216 | PowerPlus Energy | LiFe4838P | N/A | Ginlong Technologies Co | S6-EH1P5K-L-AU | 11 | 41.8
3217 | PowerPlus Energy | LiFe4838P | N/A | Ginlong Technologies Co | S6-EH1P6K-L-AU | 11 | 41.8
3218 | PowerPlus Energy | LiFe4838P | N/A | Ginlong Technologies Co | S6-EH1P3K-L-AU | 11 | 41.8
3219 | PowerPlus Energy | LiFe4838P | N/A | Ginlong Technologies Co | S6-EH1P3.6K-L-AU | 12 | 45.6
3220 | PowerPlus Energy | LiFe4838P | N/A | Ginlong Technologies Co | S6-EH1P3K-L-AU | 12 | 45.6
3221 | PowerPlus Energy | LiFe4838P | N/A | Ginlong Technologies Co | S6-EH1P6K-L-AU | 12 | 45.6
3222 | PowerPlus Energy | LiFe4838P | N/A | Ginlong Technologies Co | S6-EH1P4.6K-L-AU | 12 | 45.6
3223 | PowerPlus Energy | LiFe4838P | N/A | Ginlong Technologies Co | S5-EH1P5K-L | 12 | 45.6
3224 | PowerPlus Energy | LiFe4838P | N/A | Ginlong Technologies Co | S6-EH1P5K-L-AU | 12 | 45.6
3225 | PowerPlus Energy | LiFe4838P | N/A | Ginlong Technologies Co | S6-EH1P4.6K-L-AU | 13 | 49.4
3226 | PowerPlus Energy | LiFe4838P | N/A | Ginlong Technologies Co | S6-EH1P5K-L-AU | 13 | 49.4
3227 | PowerPlus Energy | LiFe4838P | N/A | Ginlong Technologies Co | S6-EH1P6K-L-AU | 13 | 49.4
3228 | PowerPlus Energy | LiFe4838P | N/A | Ginlong Technologies Co | S6-EH1P3K-L-AU | 13 | 49.4
3229 | PowerPlus Energy | LiFe4838P | N/A | Ginlong Technologies Co | S5-EH1P5K-L | 13 | 49.4
3230 | PowerPlus Energy | LiFe4838P | N/A | Ginlong Technologies Co | S6-EH1P3.6K-L-AU | 13 | 49.4
3231 | PowerPlus Energy | LiFe4838P | N/A | Ginlong Technologies Co | S6-EH1P3.6K-L-AU | 14 | 53.2
3232 | PowerPlus Energy | LiFe4838P | N/A | Ginlong Technologies Co | S6-EH1P6K-L-AU | 14 | 53.2
3233 | PowerPlus Energy | LiFe4838P | N/A | Ginlong Technologies Co | S6-EH1P4.6K-L-AU | 14 | 53.2
3234 | PowerPlus Energy | LiFe4838P | N/A | Ginlong Technologies Co | S6-EH1P5K-L-AU | 14 | 53.2
3235 | PowerPlus Energy | LiFe4838P | N/A | Ginlong Technologies Co | S6-EH1P3K-L-AU | 14 | 53.2
3236 | PowerPlus Energy | LiFe4838P | N/A | Ginlong Technologies Co | S5-EH1P5K-L | 14 | 53.2
3237 | PowerPlus Energy | LiFe4838P | N/A | Ginlong Technologies Co | S6-EH1P4.6K-L-AU | 15 | 57
3238 | PowerPlus Energy | LiFe4838P | N/A | Ginlong Technologies Co | S6-EH1P5K-L-AU | 15 | 57
3239 | PowerPlus Energy | LiFe4838P | N/A | Ginlong Technologies Co | S5-EH1P5K-L | 15 | 57
3240 | PowerPlus Energy | LiFe4838P | N/A | Ginlong Technologies Co | S6-EH1P3.6K-L-AU | 15 | 57
3241 | PowerPlus Energy | LiFe4838P | N/A | Ginlong Technologies Co | S6-EH1P6K-L-AU | 15 | 57
3242 | PowerPlus Energy | LiFe4838P | N/A | Ginlong Technologies Co | S6-EH1P3K-L-AU | 15 | 57
3243 | PowerPlus Energy | LiFe4838P | N/A | Ginlong Technologies Co | S6-EH1P3.6K-L-AU | 16 | 60.8
3244 | PowerPlus Energy | LiFe4838P | N/A | Ginlong Technologies Co | S6-EH1P6K-L-AU | 16 | 60.8
3245 | PowerPlus Energy | LiFe4838P | N/A | Ginlong Technologies Co | S5-EH1P5K-L | 16 | 60.8
3246 | PowerPlus Energy | LiFe4838P | N/A | Ginlong Technologies Co | S6-EH1P5K-L-AU | 16 | 60.8
3247 | PowerPlus Energy | LiFe4838P | N/A | Ginlong Technologies Co | S6-EH1P4.6K-L-AU | 16 | 60.8
3248 | PowerPlus Energy | LiFe4838P | N/A | Ginlong Technologies Co | S6-EH1P3K-L-AU | 16 | 60.8
3249 | PowerPlus Energy | LiFe4838P | N/A | Ginlong Technologies Co | S5-EH1P5K-L | 17 | 64.6
3250 | PowerPlus Energy | LiFe4838P | N/A | Ginlong Technologies Co | S6-EH1P6K-L-AU | 17 | 64.6
3251 | PowerPlus Energy | LiFe4838P | N/A | Ginlong Technologies Co | S6-EH1P5K-L-AU | 17 | 64.6
3252 | PowerPlus Energy | LiFe4838P | N/A | Ginlong Technologies Co | S6-EH1P3.6K-L-AU | 17 | 64.6
3253 | PowerPlus Energy | LiFe4838P | N/A | Ginlong Technologies Co | S6-EH1P4.6K-L-AU | 17 | 64.6
3254 | PowerPlus Energy | LiFe4838P | N/A | Ginlong Technologies Co | S6-EH1P3K-L-AU | 17 | 64.6
3255 | PowerPlus Energy | LiFe4838P | N/A | Ginlong Technologies Co | S5-EH1P5K-L | 18 | 68.4
3256 | PowerPlus Energy | LiFe4838P | N/A | Ginlong Technologies Co | S6-EH1P5K-L-AU | 18 | 68.4
3257 | PowerPlus Energy | LiFe4838P | N/A | Ginlong Technologies Co | S6-EH1P6K-L-AU | 18 | 68.4
3258 | PowerPlus Energy | LiFe4838P | N/A | Ginlong Technologies Co | S6-EH1P3.6K-L-AU | 18 | 68.4
3259 | PowerPlus Energy | LiFe4838P | N/A | Ginlong Technologies Co | S6-EH1P3K-L-AU | 18 | 68.4
3260 | PowerPlus Energy | LiFe4838P | N/A | Ginlong Technologies Co | S6-EH1P4.6K-L-AU | 18 | 68.4
3261 | PowerPlus Energy | LiFe4838P | N/A | Ginlong Technologies Co | S6-EH1P3.6K-L-AU | 19 | 72.2
3262 | PowerPlus Energy | LiFe4838P | N/A | Ginlong Technologies Co | S6-EH1P4.6K-L-AU | 19 | 72.2
3263 | PowerPlus Energy | LiFe4838P | N/A | Ginlong Technologies Co | S6-EH1P5K-L-AU | 19 | 72.2
3264 | PowerPlus Energy | LiFe4838P | N/A | Ginlong Technologies Co | S5-EH1P5K-L | 19 | 72.2
3265 | PowerPlus Energy | LiFe4838P | N/A | Ginlong Technologies Co | S6-EH1P3K-L-AU | 19 | 72.2
3266 | PowerPlus Energy | LiFe4838P | N/A | Ginlong Technologies Co | S6-EH1P6K-L-AU | 19 | 72.2
3267 | PowerPlus Energy | LiFe4838P | N/A | Ginlong Technologies Co | S6-EH1P3.6K-L-AU | 20 | 76
3268 | PowerPlus Energy | LiFe4838P | N/A | Ginlong Technologies Co | S5-EH1P5K-L | 20 | 76
3269 | PowerPlus Energy | LiFe4838P | N/A | Ginlong Technologies Co | S6-EH1P5K-L-AU | 20 | 76
3270 | PowerPlus Energy | LiFe4838P | N/A | Ginlong Technologies Co | S6-EH1P6K-L-AU | 20 | 76
3271 | PowerPlus Energy | LiFe4838P | N/A | Ginlong Technologies Co | S6-EH1P3K-L-AU | 20 | 76
3272 | PowerPlus Energy | LiFe4838P | N/A | Ginlong Technologies Co | S6-EH1P4.6K-L-AU | 20 | 76
3273 | PowerPlus Energy | LiFe4838P | N/A | Ningbo Deye Inverter Technology Co | SUN-8K-SG04LP3-AU | 2 | 7.6
3274 | PowerPlus Energy | LiFe4838P | N/A | Ningbo Deye Inverter Technology Co | SUN-10K-SG04LP3-AU | 2 | 7.6
3275 | PowerPlus Energy | LiFe4838P | N/A | Ningbo Deye Inverter Technology Co | SUN-12K-SG04LP3-AU | 2 | 7.6
3276 | PowerPlus Energy | LiFe4838P | N/A | Ningbo Deye Inverter Technology Co | SUN-5K-SG04LP3-AU | 2 | 7.6
3277 | PowerPlus Energy | LiFe4838P | N/A | Ningbo Deye Inverter Technology Co | SUN-6K-SG04LP3-AU | 2 | 7.6
3278 | PowerPlus Energy | LiFe4838P | N/A | Ningbo Deye Inverter Technology Co | SUN-8K-SG05LP1-AU | 2 | 7.6
3279 | PowerPlus Energy | LiFe4838P | N/A | Ningbo Deye Inverter Technology Co | SUN-3K-SG04LP1-AU | 2 | 7.6
3280 | PowerPlus Energy | LiFe4838P | N/A | Ningbo Deye Inverter Technology Co | SUN-7.6K-SG05LP1-AU | 2 | 7.6
3281 | PowerPlus Energy | LiFe4838P | N/A | Ningbo Deye Inverter Technology Co | SUN-5K-SG04LP1-AU | 2 | 7.6
3282 | PowerPlus Energy | LiFe4838P | N/A | Ningbo Deye Inverter Technology Co | SUN-3.6K-SG04LP1-AU | 2 | 7.6
3283 | PowerPlus Energy | LiFe4838P | N/A | Ningbo Deye Inverter Technology Co | SUN-6K-SG04LP1-AU | 2 | 7.6
3284 | PowerPlus Energy | LiFe4838P | N/A | Ningbo Deye Inverter Technology Co | SUN-7.6K-SG05LP1-AU | 3 | 11.4
3285 | PowerPlus Energy | LiFe4838P | N/A | Ningbo Deye Inverter Technology Co | SUN-5K-SG04LP3-AU | 3 | 11.4
3286 | PowerPlus Energy | LiFe4838P | N/A | Ningbo Deye Inverter Technology Co | SUN-5K-SG04LP1-AU | 3 | 11.4
3287 | PowerPlus Energy | LiFe4838P | N/A | Ningbo Deye Inverter Technology Co | SUN-10K-SG04LP3-AU | 3 | 11.4
3288 | PowerPlus Energy | LiFe4838P | N/A | Ningbo Deye Inverter Technology Co | SUN-8K-SG05LP1-AU | 3 | 11.4
3289 | PowerPlus Energy | LiFe4838P | N/A | Ningbo Deye Inverter Technology Co | SUN-8K-SG04LP3-AU | 3 | 11.4
3290 | PowerPlus Energy | LiFe4838P | N/A | Ningbo Deye Inverter Technology Co | SUN-3.6K-SG04LP1-AU | 3 | 11.4
3291 | PowerPlus Energy | LiFe4838P | N/A | Ningbo Deye Inverter Technology Co | SUN-6K-SG04LP1-AU | 3 | 11.4
3292 | PowerPlus Energy | LiFe4838P | N/A | Ningbo Deye Inverter Technology Co | SUN-3K-SG04LP1-AU | 3 | 11.4
3293 | PowerPlus Energy | LiFe4838P | N/A | Ningbo Deye Inverter Technology Co | SUN-12K-SG04LP3-AU | 3 | 11.4
3294 | PowerPlus Energy | LiFe4838P | N/A | Ningbo Deye Inverter Technology Co | SUN-6K-SG04LP3-AU | 3 | 11.4
3295 | PowerPlus Energy | LiFe4838P | N/A | Ningbo Deye Inverter Technology Co | SUN-3.6K-SG04LP1-AU | 4 | 15.2
3296 | PowerPlus Energy | LiFe4838P | N/A | Ningbo Deye Inverter Technology Co | SUN-6K-SG04LP1-AU | 4 | 15.2
3297 | PowerPlus Energy | LiFe4838P | N/A | Ningbo Deye Inverter Technology Co | SUN-5K-SG04LP1-AU | 4 | 15.2
3298 | PowerPlus Energy | LiFe4838P | N/A | Ningbo Deye Inverter Technology Co | SUN-10K-SG04LP3-AU | 4 | 15.2
3299 | PowerPlus Energy | LiFe4838P | N/A | Ningbo Deye Inverter Technology Co | SUN-12K-SG04LP3-AU | 4 | 15.2
3300 | PowerPlus Energy | LiFe4838P | N/A | Ningbo Deye Inverter Technology Co | SUN-6K-SG04LP3-AU | 4 | 15.2
3301 | PowerPlus Energy | LiFe4838P | N/A | Ningbo Deye Inverter Technology Co | SUN-8K-SG05LP1-AU | 4 | 15.2
3302 | PowerPlus Energy | LiFe4838P | N/A | Ningbo Deye Inverter Technology Co | SUN-8K-SG04LP3-AU | 4 | 15.2
3303 | PowerPlus Energy | LiFe4838P | N/A | Ningbo Deye Inverter Technology Co | SUN-3K-SG04LP1-AU | 4 | 15.2
3304 | PowerPlus Energy | LiFe4838P | N/A | Ningbo Deye Inverter Technology Co | SUN-5K-SG04LP3-AU | 4 | 15.2
3305 | PowerPlus Energy | LiFe4838P | N/A | Ningbo Deye Inverter Technology Co | SUN-7.6K-SG05LP1-AU | 4 | 15.2
3306 | PowerPlus Energy | LiFe4838P | N/A | Ningbo Deye Inverter Technology Co | SUN-6K-SG04LP1-AU | 5 | 19
3307 | PowerPlus Energy | LiFe4838P | N/A | Ningbo Deye Inverter Technology Co | SUN-8K-SG04LP3-AU | 5 | 19
3308 | PowerPlus Energy | LiFe4838P | N/A | Ningbo Deye Inverter Technology Co | SUN-10K-SG04LP3-AU | 5 | 19
3309 | PowerPlus Energy | LiFe4838P | N/A | Ningbo Deye Inverter Technology Co | SUN-3.6K-SG04LP1-AU | 5 | 19
3310 | PowerPlus Energy | LiFe4838P | N/A | Ningbo Deye Inverter Technology Co | SUN-8K-SG05LP1-AU | 5 | 19
3311 | PowerPlus Energy | LiFe4838P | N/A | Ningbo Deye Inverter Technology Co | SUN-7.6K-SG05LP1-AU | 5 | 19
3312 | PowerPlus Energy | LiFe4838P | N/A | Ningbo Deye Inverter Technology Co | SUN-12K-SG04LP3-AU | 5 | 19
3313 | PowerPlus Energy | LiFe4838P | N/A | Ningbo Deye Inverter Technology Co | SUN-3K-SG04LP1-AU | 5 | 19
3314 | PowerPlus Energy | LiFe4838P | N/A | Ningbo Deye Inverter Technology Co | SUN-6K-SG04LP3-AU | 5 | 19
3315 | PowerPlus Energy | LiFe4838P | N/A | Ningbo Deye Inverter Technology Co | SUN-5K-SG04LP3-AU | 5 | 19
3316 | PowerPlus Energy | LiFe4838P | N/A | Ningbo Deye Inverter Technology Co | SUN-5K-SG04LP1-AU | 5 | 19
3317 | PowerPlus Energy | LiFe4838P | N/A | Ningbo Deye Inverter Technology Co | SUN-10K-SG04LP3-AU | 6 | 22.8
3318 | PowerPlus Energy | LiFe4838P | N/A | Ningbo Deye Inverter Technology Co | SUN-6K-SG04LP3-AU | 6 | 22.8
3319 | PowerPlus Energy | LiFe4838P | N/A | Ningbo Deye Inverter Technology Co | SUN-5K-SG04LP3-AU | 6 | 22.8
3320 | PowerPlus Energy | LiFe4838P | N/A | Ningbo Deye Inverter Technology Co | SUN-8K-SG05LP1-AU | 6 | 22.8
3321 | PowerPlus Energy | LiFe4838P | N/A | Ningbo Deye Inverter Technology Co | SUN-3.6K-SG04LP1-AU | 6 | 22.8
3322 | PowerPlus Energy | LiFe4838P | N/A | Ningbo Deye Inverter Technology Co | SUN-12K-SG04LP3-AU | 6 | 22.8
3323 | PowerPlus Energy | LiFe4838P | N/A | Ningbo Deye Inverter Technology Co | SUN-8K-SG04LP3-AU | 6 | 22.8
3324 | PowerPlus Energy | LiFe4838P | N/A | Ningbo Deye Inverter Technology Co | SUN-7.6K-SG05LP1-AU | 6 | 22.8
3325 | PowerPlus Energy | LiFe4838P | N/A | Ningbo Deye Inverter Technology Co | SUN-3K-SG04LP1-AU | 6 | 22.8
3326 | PowerPlus Energy | LiFe4838P | N/A | Ningbo Deye Inverter Technology Co | SUN-5K-SG04LP1-AU | 6 | 22.8
3327 | PowerPlus Energy | LiFe4838P | N/A | Ningbo Deye Inverter Technology Co | SUN-6K-SG04LP1-AU | 6 | 22.8
3328 | PowerPlus Energy | LiFe4838P | N/A | Ningbo Deye Inverter Technology Co | SUN-3.6K-SG04LP1-AU | 7 | 26.6
3329 | PowerPlus Energy | LiFe4838P | N/A | Ningbo Deye Inverter Technology Co | SUN-8K-SG04LP3-AU | 7 | 26.6
3330 | PowerPlus Energy | LiFe4838P | N/A | Ningbo Deye Inverter Technology Co | SUN-6K-SG04LP1-AU | 7 | 26.6
3331 | PowerPlus Energy | LiFe4838P | N/A | Ningbo Deye Inverter Technology Co | SUN-10K-SG04LP3-AU | 7 | 26.6
3332 | PowerPlus Energy | LiFe4838P | N/A | Ningbo Deye Inverter Technology Co | SUN-3K-SG04LP1-AU | 7 | 26.6
3333 | PowerPlus Energy | LiFe4838P | N/A | Ningbo Deye Inverter Technology Co | SUN-6K-SG04LP3-AU | 7 | 26.6
3334 | PowerPlus Energy | LiFe4838P | N/A | Ningbo Deye Inverter Technology Co | SUN-8K-SG05LP1-AU | 7 | 26.6
3335 | PowerPlus Energy | LiFe4838P | N/A | Ningbo Deye Inverter Technology Co | SUN-5K-SG04LP1-AU | 7 | 26.6
3336 | PowerPlus Energy | LiFe4838P | N/A | Ningbo Deye Inverter Technology Co | SUN-7.6K-SG05LP1-AU | 7 | 26.6
3337 | PowerPlus Energy | LiFe4838P | N/A | Ningbo Deye Inverter Technology Co | SUN-12K-SG04LP3-AU | 7 | 26.6
3338 | PowerPlus Energy | LiFe4838P | N/A | Ningbo Deye Inverter Technology Co | SUN-5K-SG04LP3-AU | 7 | 26.6
3339 | PowerPlus Energy | LiFe4838P | N/A | Ningbo Deye Inverter Technology Co | SUN-10K-SG04LP3-AU | 8 | 30.4
3340 | PowerPlus Energy | LiFe4838P | N/A | Ningbo Deye Inverter Technology Co | SUN-12K-SG04LP3-AU | 8 | 30.4
3341 | PowerPlus Energy | LiFe4838P | N/A | Ningbo Deye Inverter Technology Co | SUN-8K-SG04LP3-AU | 8 | 30.4
3342 | PowerPlus Energy | LiFe4838P | N/A | Ningbo Deye Inverter Technology Co | SUN-3.6K-SG04LP1-AU | 8 | 30.4
3343 | PowerPlus Energy | LiFe4838P | N/A | Ningbo Deye Inverter Technology Co | SUN-5K-SG04LP1-AU | 8 | 30.4
3344 | PowerPlus Energy | LiFe4838P | N/A | Ningbo Deye Inverter Technology Co | SUN-8K-SG05LP1-AU | 8 | 30.4
3345 | PowerPlus Energy | LiFe4838P | N/A | Ningbo Deye Inverter Technology Co | SUN-7.6K-SG05LP1-AU | 8 | 30.4
3346 | PowerPlus Energy | LiFe4838P | N/A | Ningbo Deye Inverter Technology Co | SUN-6K-SG04LP3-AU | 8 | 30.4
3347 | PowerPlus Energy | LiFe4838P | N/A | Ningbo Deye Inverter Technology Co | SUN-3K-SG04LP1-AU | 8 | 30.4
3348 | PowerPlus Energy | LiFe4838P | N/A | Ningbo Deye Inverter Technology Co | SUN-5K-SG04LP3-AU | 8 | 30.4
3349 | PowerPlus Energy | LiFe4838P | N/A | Ningbo Deye Inverter Technology Co | SUN-6K-SG04LP1-AU | 8 | 30.4
3350 | PowerPlus Energy | LiFe4838P | N/A | Ningbo Deye Inverter Technology Co | SUN-8K-SG04LP3-AU | 9 | 34.2
3351 | PowerPlus Energy | LiFe4838P | N/A | Ningbo Deye Inverter Technology Co | SUN-10K-SG04LP3-AU | 9 | 34.2
3352 | PowerPlus Energy | LiFe4838P | N/A | Ningbo Deye Inverter Technology Co | SUN-8K-SG05LP1-AU | 9 | 34.2
3353 | PowerPlus Energy | LiFe4838P | N/A | Ningbo Deye Inverter Technology Co | SUN-7.6K-SG05LP1-AU | 9 | 34.2
3354 | PowerPlus Energy | LiFe4838P | N/A | Ningbo Deye Inverter Technology Co | SUN-6K-SG04LP3-AU | 9 | 34.2
3355 | PowerPlus Energy | LiFe4838P | N/A | Ningbo Deye Inverter Technology Co | SUN-3.6K-SG04LP1-AU | 9 | 34.2
3356 | PowerPlus Energy | LiFe4838P | N/A | Ningbo Deye Inverter Technology Co | SUN-6K-SG04LP1-AU | 9 | 34.2
3357 | PowerPlus Energy | LiFe4838P | N/A | Ningbo Deye Inverter Technology Co | SUN-5K-SG04LP3-AU | 9 | 34.2
3358 | PowerPlus Energy | LiFe4838P | N/A | Ningbo Deye Inverter Technology Co | SUN-5K-SG04LP1-AU | 9 | 34.2
3359 | PowerPlus Energy | LiFe4838P | N/A | Ningbo Deye Inverter Technology Co | SUN-3K-SG04LP1-AU | 9 | 34.2
3360 | PowerPlus Energy | LiFe4838P | N/A | Ningbo Deye Inverter Technology Co | SUN-12K-SG04LP3-AU | 9 | 34.2
3361 | PowerPlus Energy | LiFe4838P | N/A | Ningbo Deye Inverter Technology Co | SUN-7.6K-SG05LP1-AU | 10 | 38
3362 | PowerPlus Energy | LiFe4838P | N/A | Ningbo Deye Inverter Technology Co | SUN-5K-SG04LP1-AU | 10 | 38
3363 | PowerPlus Energy | LiFe4838P | N/A | Ningbo Deye Inverter Technology Co | SUN-6K-SG04LP3-AU | 10 | 38
3364 | PowerPlus Energy | LiFe4838P | N/A | Ningbo Deye Inverter Technology Co | SUN-8K-SG05LP1-AU | 10 | 38
3365 | PowerPlus Energy | LiFe4838P | N/A | Ningbo Deye Inverter Technology Co | SUN-6K-SG04LP1-AU | 10 | 38
3366 | PowerPlus Energy | LiFe4838P | N/A | Ningbo Deye Inverter Technology Co | SUN-5K-SG04LP3-AU | 10 | 38
3367 | PowerPlus Energy | LiFe4838P | N/A | Ningbo Deye Inverter Technology Co | SUN-8K-SG04LP3-AU | 10 | 38
3368 | PowerPlus Energy | LiFe4838P | N/A | Ningbo Deye Inverter Technology Co | SUN-3.6K-SG04LP1-AU | 10 | 38
3369 | PowerPlus Energy | LiFe4838P | N/A | Ningbo Deye Inverter Technology Co | SUN-3K-SG04LP1-AU | 10 | 38
3370 | PowerPlus Energy | LiFe4838P | N/A | Ningbo Deye Inverter Technology Co | SUN-10K-SG04LP3-AU | 10 | 38
3371 | PowerPlus Energy | LiFe4838P | N/A | Ningbo Deye Inverter Technology Co | SUN-12K-SG04LP3-AU | 10 | 38
3372 | PowerPlus Energy | LiFe4838P | N/A | Ningbo Deye Inverter Technology Co | SUN-7.6K-SG05LP1-AU | 11 | 41.8
3373 | PowerPlus Energy | LiFe4838P | N/A | Ningbo Deye Inverter Technology Co | SUN-8K-SG05LP1-AU | 11 | 41.8
3374 | PowerPlus Energy | LiFe4838P | N/A | Ningbo Deye Inverter Technology Co | SUN-10K-SG04LP3-AU | 11 | 41.8
3375 | PowerPlus Energy | LiFe4838P | N/A | Ningbo Deye Inverter Technology Co | SUN-3K-SG04LP1-AU | 11 | 41.8
3376 | PowerPlus Energy | LiFe4838P | N/A | Ningbo Deye Inverter Technology Co | SUN-12K-SG04LP3-AU | 11 | 41.8
3377 | PowerPlus Energy | LiFe4838P | N/A | Ningbo Deye Inverter Technology Co | SUN-6K-SG04LP3-AU | 11 | 41.8
3378 | PowerPlus Energy | LiFe4838P | N/A | Ningbo Deye Inverter Technology Co | SUN-6K-SG04LP1-AU | 11 | 41.8
3379 | PowerPlus Energy | LiFe4838P | N/A | Ningbo Deye Inverter Technology Co | SUN-5K-SG04LP1-AU | 11 | 41.8
3380 | PowerPlus Energy | LiFe4838P | N/A | Ningbo Deye Inverter Technology Co | SUN-5K-SG04LP3-AU | 11 | 41.8
3381 | PowerPlus Energy | LiFe4838P | N/A | Ningbo Deye Inverter Technology Co | SUN-3.6K-SG04LP1-AU | 11 | 41.8
3382 | PowerPlus Energy | LiFe4838P | N/A | Ningbo Deye Inverter Technology Co | SUN-8K-SG04LP3-AU | 11 | 41.8
3383 | PowerPlus Energy | LiFe4838P | N/A | Ningbo Deye Inverter Technology Co | SUN-5K-SG04LP1-AU | 12 | 45.6
3384 | PowerPlus Energy | LiFe4838P | N/A | Ningbo Deye Inverter Technology Co | SUN-6K-SG04LP1-AU | 12 | 45.6
3385 | PowerPlus Energy | LiFe4838P | N/A | Ningbo Deye Inverter Technology Co | SUN-3K-SG04LP1-AU | 12 | 45.6
3386 | PowerPlus Energy | LiFe4838P | N/A | Ningbo Deye Inverter Technology Co | SUN-8K-SG05LP1-AU | 12 | 45.6
3387 | PowerPlus Energy | LiFe4838P | N/A | Ningbo Deye Inverter Technology Co | SUN-7.6K-SG05LP1-AU | 12 | 45.6
3388 | PowerPlus Energy | LiFe4838P | N/A | Ningbo Deye Inverter Technology Co | SUN-10K-SG04LP3-AU | 12 | 45.6
3389 | PowerPlus Energy | LiFe4838P | N/A | Ningbo Deye Inverter Technology Co | SUN-5K-SG04LP3-AU | 12 | 45.6
3390 | PowerPlus Energy | LiFe4838P | N/A | Ningbo Deye Inverter Technology Co | SUN-8K-SG04LP3-AU | 12 | 45.6
3391 | PowerPlus Energy | LiFe4838P | N/A | Ningbo Deye Inverter Technology Co | SUN-6K-SG04LP3-AU | 12 | 45.6
3392 | PowerPlus Energy | LiFe4838P | N/A | Ningbo Deye Inverter Technology Co | SUN-12K-SG04LP3-AU | 12 | 45.6
3393 | PowerPlus Energy | LiFe4838P | N/A | Ningbo Deye Inverter Technology Co | SUN-3.6K-SG04LP1-AU | 12 | 45.6
3394 | PowerPlus Energy | LiFe4838P | N/A | Ningbo Deye Inverter Technology Co | SUN-12K-SG04LP3-AU | 13 | 49.4
3395 | PowerPlus Energy | LiFe4838P | N/A | Ningbo Deye Inverter Technology Co | SUN-6K-SG04LP3-AU | 13 | 49.4
3396 | PowerPlus Energy | LiFe4838P | N/A | Ningbo Deye Inverter Technology Co | SUN-5K-SG04LP1-AU | 13 | 49.4
3397 | PowerPlus Energy | LiFe4838P | N/A | Ningbo Deye Inverter Technology Co | SUN-6K-SG04LP1-AU | 13 | 49.4
3398 | PowerPlus Energy | LiFe4838P | N/A | Ningbo Deye Inverter Technology Co | SUN-3.6K-SG04LP1-AU | 13 | 49.4
3399 | PowerPlus Energy | LiFe4838P | N/A | Ningbo Deye Inverter Technology Co | SUN-5K-SG04LP3-AU | 13 | 49.4
3400 | PowerPlus Energy | LiFe4838P | N/A | Ningbo Deye Inverter Technology Co | SUN-8K-SG05LP1-AU | 13 | 49.4
3401 | PowerPlus Energy | LiFe4838P | N/A | Ningbo Deye Inverter Technology Co | SUN-7.6K-SG05LP1-AU | 13 | 49.4
3402 | PowerPlus Energy | LiFe4838P | N/A | Ningbo Deye Inverter Technology Co | SUN-8K-SG04LP3-AU | 13 | 49.4
3403 | PowerPlus Energy | LiFe4838P | N/A | Ningbo Deye Inverter Technology Co | SUN-3K-SG04LP1-AU | 13 | 49.4
3404 | PowerPlus Energy | LiFe4838P | N/A | Ningbo Deye Inverter Technology Co | SUN-10K-SG04LP3-AU | 13 | 49.4
3405 | PowerPlus Energy | LiFe4838P | N/A | Ningbo Deye Inverter Technology Co | SUN-12K-SG04LP3-AU | 14 | 53.2
3406 | PowerPlus Energy | LiFe4838P | N/A | Ningbo Deye Inverter Technology Co | SUN-5K-SG04LP1-AU | 14 | 53.2
3407 | PowerPlus Energy | LiFe4838P | N/A | Ningbo Deye Inverter Technology Co | SUN-7.6K-SG05LP1-AU | 14 | 53.2
3408 | PowerPlus Energy | LiFe4838P | N/A | Ningbo Deye Inverter Technology Co | SUN-3.6K-SG04LP1-AU | 14 | 53.2
3409 | PowerPlus Energy | LiFe4838P | N/A | Ningbo Deye Inverter Technology Co | SUN-8K-SG04LP3-AU | 14 | 53.2
3410 | PowerPlus Energy | LiFe4838P | N/A | Ningbo Deye Inverter Technology Co | SUN-5K-SG04LP3-AU | 14 | 53.2
3411 | PowerPlus Energy | LiFe4838P | N/A | Ningbo Deye Inverter Technology Co | SUN-6K-SG04LP1-AU | 14 | 53.2
3412 | PowerPlus Energy | LiFe4838P | N/A | Ningbo Deye Inverter Technology Co | SUN-6K-SG04LP3-AU | 14 | 53.2
3413 | PowerPlus Energy | LiFe4838P | N/A | Ningbo Deye Inverter Technology Co | SUN-8K-SG05LP1-AU | 14 | 53.2
3414 | PowerPlus Energy | LiFe4838P | N/A | Ningbo Deye Inverter Technology Co | SUN-10K-SG04LP3-AU | 14 | 53.2
3415 | PowerPlus Energy | LiFe4838P | N/A | Ningbo Deye Inverter Technology Co | SUN-3K-SG04LP1-AU | 14 | 53.2
3416 | PowerPlus Energy | LiFe4838P | N/A | Ningbo Deye Inverter Technology Co | SUN-12K-SG04LP3-AU | 15 | 57
3417 | PowerPlus Energy | LiFe4838P | N/A | Ningbo Deye Inverter Technology Co | SUN-3.6K-SG04LP1-AU | 15 | 57
3418 | PowerPlus Energy | LiFe4838P | N/A | Ningbo Deye Inverter Technology Co | SUN-7.6K-SG05LP1-AU | 15 | 57
3419 | PowerPlus Energy | LiFe4838P | N/A | Ningbo Deye Inverter Technology Co | SUN-8K-SG05LP1-AU | 15 | 57
3420 | PowerPlus Energy | LiFe4838P | N/A | Ningbo Deye Inverter Technology Co | SUN-5K-SG04LP3-AU | 15 | 57
3421 | PowerPlus Energy | LiFe4838P | N/A | Ningbo Deye Inverter Technology Co | SUN-10K-SG04LP3-AU | 15 | 57
3422 | PowerPlus Energy | LiFe4838P | N/A | Ningbo Deye Inverter Technology Co | SUN-3K-SG04LP1-AU | 15 | 57
3423 | PowerPlus Energy | LiFe4838P | N/A | Ningbo Deye Inverter Technology Co | SUN-8K-SG04LP3-AU | 15 | 57
3424 | PowerPlus Energy | LiFe4838P | N/A | Ningbo Deye Inverter Technology Co | SUN-6K-SG04LP3-AU | 15 | 57
3425 | PowerPlus Energy | LiFe4838P | N/A | Ningbo Deye Inverter Technology Co | SUN-6K-SG04LP1-AU | 15 | 57
3426 | PowerPlus Energy | LiFe4838P | N/A | Ningbo Deye Inverter Technology Co | SUN-5K-SG04LP1-AU | 15 | 57
3427 | PowerPlus Energy | LiFe4838P | N/A | Ningbo Deye Inverter Technology Co | SUN-7.6K-SG05LP1-AU | 16 | 60.8
3428 | PowerPlus Energy | LiFe4838P | N/A | Ningbo Deye Inverter Technology Co | SUN-8K-SG04LP3-AU | 16 | 60.8
3429 | PowerPlus Energy | LiFe4838P | N/A | Ningbo Deye Inverter Technology Co | SUN-6K-SG04LP3-AU | 16 | 60.8
3430 | PowerPlus Energy | LiFe4838P | N/A | Ningbo Deye Inverter Technology Co | SUN-12K-SG04LP3-AU | 16 | 60.8
3431 | PowerPlus Energy | LiFe4838P | N/A | Ningbo Deye Inverter Technology Co | SUN-8K-SG05LP1-AU | 16 | 60.8
3432 | PowerPlus Energy | LiFe4838P | N/A | Ningbo Deye Inverter Technology Co | SUN-3.6K-SG04LP1-AU | 16 | 60.8
3433 | PowerPlus Energy | LiFe4838P | N/A | Ningbo Deye Inverter Technology Co | SUN-6K-SG04LP1-AU | 16 | 60.8
3434 | PowerPlus Energy | LiFe4838P | N/A | Ningbo Deye Inverter Technology Co | SUN-10K-SG04LP3-AU | 16 | 60.8
3435 | PowerPlus Energy | LiFe4838P | N/A | Ningbo Deye Inverter Technology Co | SUN-5K-SG04LP3-AU | 16 | 60.8
3436 | PowerPlus Energy | LiFe4838P | N/A | Ningbo Deye Inverter Technology Co | SUN-3K-SG04LP1-AU | 16 | 60.8
3437 | PowerPlus Energy | LiFe4838P | N/A | Ningbo Deye Inverter Technology Co | SUN-5K-SG04LP1-AU | 16 | 60.8
3438 | PowerPlus Energy | LiFe4838P | N/A | Ningbo Deye Inverter Technology Co | SUN-5K-SG04LP3-AU | 17 | 64.6
3439 | PowerPlus Energy | LiFe4838P | N/A | Ningbo Deye Inverter Technology Co | SUN-6K-SG04LP3-AU | 17 | 64.6
3440 | PowerPlus Energy | LiFe4838P | N/A | Ningbo Deye Inverter Technology Co | SUN-12K-SG04LP3-AU | 17 | 64.6
3441 | PowerPlus Energy | LiFe4838P | N/A | Ningbo Deye Inverter Technology Co | SUN-7.6K-SG05LP1-AU | 17 | 64.6
3442 | PowerPlus Energy | LiFe4838P | N/A | Ningbo Deye Inverter Technology Co | SUN-8K-SG05LP1-AU | 17 | 64.6
3443 | PowerPlus Energy | LiFe4838P | N/A | Ningbo Deye Inverter Technology Co | SUN-6K-SG04LP1-AU | 17 | 64.6
3444 | PowerPlus Energy | LiFe4838P | N/A | Ningbo Deye Inverter Technology Co | SUN-3K-SG04LP1-AU | 17 | 64.6
3445 | PowerPlus Energy | LiFe4838P | N/A | Ningbo Deye Inverter Technology Co | SUN-8K-SG04LP3-AU | 17 | 64.6
3446 | PowerPlus Energy | LiFe4838P | N/A | Ningbo Deye Inverter Technology Co | SUN-3.6K-SG04LP1-AU | 17 | 64.6
3447 | PowerPlus Energy | LiFe4838P | N/A | Ningbo Deye Inverter Technology Co | SUN-10K-SG04LP3-AU | 17 | 64.6
3448 | PowerPlus Energy | LiFe4838P | N/A | Ningbo Deye Inverter Technology Co | SUN-5K-SG04LP1-AU | 17 | 64.6
3449 | PowerPlus Energy | LiFe4838P | N/A | Ningbo Deye Inverter Technology Co | SUN-7.6K-SG05LP1-AU | 18 | 68.4
3450 | PowerPlus Energy | LiFe4838P | N/A | Ningbo Deye Inverter Technology Co | SUN-8K-SG04LP3-AU | 18 | 68.4
3451 | PowerPlus Energy | LiFe4838P | N/A | Ningbo Deye Inverter Technology Co | SUN-12K-SG04LP3-AU | 18 | 68.4
3452 | PowerPlus Energy | LiFe4838P | N/A | Ningbo Deye Inverter Technology Co | SUN-3K-SG04LP1-AU | 18 | 68.4
3453 | PowerPlus Energy | LiFe4838P | N/A | Ningbo Deye Inverter Technology Co | SUN-5K-SG04LP1-AU | 18 | 68.4
3454 | PowerPlus Energy | LiFe4838P | N/A | Ningbo Deye Inverter Technology Co | SUN-6K-SG04LP3-AU | 18 | 68.4
3455 | PowerPlus Energy | LiFe4838P | N/A | Ningbo Deye Inverter Technology Co | SUN-6K-SG04LP1-AU | 18 | 68.4
3456 | PowerPlus Energy | LiFe4838P | N/A | Ningbo Deye Inverter Technology Co | SUN-10K-SG04LP3-AU | 18 | 68.4
3457 | PowerPlus Energy | LiFe4838P | N/A | Ningbo Deye Inverter Technology Co | SUN-5K-SG04LP3-AU | 18 | 68.4
3458 | PowerPlus Energy | LiFe4838P | N/A | Ningbo Deye Inverter Technology Co | SUN-3.6K-SG04LP1-AU | 18 | 68.4
3459 | PowerPlus Energy | LiFe4838P | N/A | Ningbo Deye Inverter Technology Co | SUN-8K-SG05LP1-AU | 18 | 68.4
3460 | PowerPlus Energy | LiFe4838P | N/A | Ningbo Deye Inverter Technology Co | SUN-8K-SG04LP3-AU | 19 | 72.2
3461 | PowerPlus Energy | LiFe4838P | N/A | Ningbo Deye Inverter Technology Co | SUN-12K-SG04LP3-AU | 19 | 72.2
3462 | PowerPlus Energy | LiFe4838P | N/A | Ningbo Deye Inverter Technology Co | SUN-8K-SG05LP1-AU | 19 | 72.2
3463 | PowerPlus Energy | LiFe4838P | N/A | Ningbo Deye Inverter Technology Co | SUN-3K-SG04LP1-AU | 19 | 72.2
3464 | PowerPlus Energy | LiFe4838P | N/A | Ningbo Deye Inverter Technology Co | SUN-3.6K-SG04LP1-AU | 19 | 72.2
3465 | PowerPlus Energy | LiFe4838P | N/A | Ningbo Deye Inverter Technology Co | SUN-10K-SG04LP3-AU | 19 | 72.2
3466 | PowerPlus Energy | LiFe4838P | N/A | Ningbo Deye Inverter Technology Co | SUN-6K-SG04LP3-AU | 19 | 72.2
3467 | PowerPlus Energy | LiFe4838P | N/A | Ningbo Deye Inverter Technology Co | SUN-7.6K-SG05LP1-AU | 19 | 72.2
3468 | PowerPlus Energy | LiFe4838P | N/A | Ningbo Deye Inverter Technology Co | SUN-6K-SG04LP1-AU | 19 | 72.2
3469 | PowerPlus Energy | LiFe4838P | N/A | Ningbo Deye Inverter Technology Co | SUN-5K-SG04LP3-AU | 19 | 72.2
3470 | PowerPlus Energy | LiFe4838P | N/A | Ningbo Deye Inverter Technology Co | SUN-5K-SG04LP1-AU | 19 | 72.2
3471 | PowerPlus Energy | LiFe4838P | N/A | Ningbo Deye Inverter Technology Co | SUN-5K-SG04LP3-AU | 20 | 76
3472 | PowerPlus Energy | LiFe4838P | N/A | Ningbo Deye Inverter Technology Co | SUN-8K-SG05LP1-AU | 20 | 76
3473 | PowerPlus Energy | LiFe4838P | N/A | Ningbo Deye Inverter Technology Co | SUN-5K-SG04LP1-AU | 20 | 76
3474 | PowerPlus Energy | LiFe4838P | N/A | Ningbo Deye Inverter Technology Co | SUN-6K-SG04LP3-AU | 20 | 76
3475 | PowerPlus Energy | LiFe4838P | N/A | Ningbo Deye Inverter Technology Co | SUN-8K-SG04LP3-AU | 20 | 76
3476 | PowerPlus Energy | LiFe4838P | N/A | Ningbo Deye Inverter Technology Co | SUN-3K-SG04LP1-AU | 20 | 76
3477 | PowerPlus Energy | LiFe4838P | N/A | Ningbo Deye Inverter Technology Co | SUN-7.6K-SG05LP1-AU | 20 | 76
3478 | PowerPlus Energy | LiFe4838P | N/A | Ningbo Deye Inverter Technology Co | SUN-6K-SG04LP1-AU | 20 | 76
3479 | PowerPlus Energy | LiFe4838P | N/A | Ningbo Deye Inverter Technology Co | SUN-3.6K-SG04LP1-AU | 20 | 76
3480 | PowerPlus Energy | LiFe4838P | N/A | Ningbo Deye Inverter Technology Co | SUN-12K-SG04LP3-AU | 20 | 76
3481 | PowerPlus Energy | LiFe4838P | N/A | Ningbo Deye Inverter Technology Co | SUN-10K-SG04LP3-AU | 20 | 76
3482 | PowerPlus Energy | LiFe4838P | N/A | SMA Australia Pty Ltd | SI8.0H-13 | 2 | 7.6
3483 | PowerPlus Energy | LiFe4838P | N/A | SMA Australia Pty Ltd | SI6.0H-13 | 2 | 7.6
3484 | PowerPlus Energy | LiFe4838P | N/A | SMA Australia Pty Ltd | SI8.0H-13 | 3 | 11.4
3485 | PowerPlus Energy | LiFe4838P | N/A | SMA Australia Pty Ltd | SI6.0H-13 | 3 | 11.4
3486 | PowerPlus Energy | LiFe4838P | N/A | SMA Australia Pty Ltd | SI8.0H-13 | 4 | 15.2
3487 | PowerPlus Energy | LiFe4838P | N/A | SMA Australia Pty Ltd | SI6.0H-13 | 4 | 15.2
3488 | PowerPlus Energy | LiFe4838P | N/A | SMA Australia Pty Ltd | SI8.0H-13 | 5 | 19
3489 | PowerPlus Energy | LiFe4838P | N/A | SMA Australia Pty Ltd | SI6.0H-13 | 5 | 19
3490 | PowerPlus Energy | LiFe4838P | N/A | SMA Australia Pty Ltd | SI6.0H-13 | 6 | 22.8
3491 | PowerPlus Energy | LiFe4838P | N/A | SMA Australia Pty Ltd | SI8.0H-13 | 6 | 22.8
3492 | PowerPlus Energy | LiFe4838P | N/A | SMA Australia Pty Ltd | SI8.0H-13 | 7 | 26.6
3493 | PowerPlus Energy | LiFe4838P | N/A | SMA Australia Pty Ltd | SI6.0H-13 | 7 | 26.6
3494 | PowerPlus Energy | LiFe4838P | N/A | SMA Australia Pty Ltd | SI8.0H-13 | 8 | 30.4
3495 | PowerPlus Energy | LiFe4838P | N/A | SMA Australia Pty Ltd | SI6.0H-13 | 8 | 30.4
3496 | PowerPlus Energy | LiFe4838P | N/A | SMA Australia Pty Ltd | SI6.0H-13 | 9 | 34.2
3497 | PowerPlus Energy | LiFe4838P | N/A | SMA Australia Pty Ltd | SI8.0H-13 | 9 | 34.2
3498 | PowerPlus Energy | LiFe4838P | N/A | SMA Australia Pty Ltd | SI6.0H-13 | 10 | 38
3499 | PowerPlus Energy | LiFe4838P | N/A | SMA Australia Pty Ltd | SI8.0H-13 | 10 | 38
3500 | PowerPlus Energy | LiFe4838P | N/A | SMA Australia Pty Ltd | SI6.0H-13 | 11 | 41.8
3501 | PowerPlus Energy | LiFe4838P | N/A | SMA Australia Pty Ltd | SI8.0H-13 | 11 | 41.8
3502 | PowerPlus Energy | LiFe4838P | N/A | SMA Australia Pty Ltd | SI6.0H-13 | 12 | 45.6
3503 | PowerPlus Energy | LiFe4838P | N/A | SMA Australia Pty Ltd | SI8.0H-13 | 12 | 45.6
3504 | PowerPlus Energy | LiFe4838P | N/A | SMA Australia Pty Ltd | SI6.0H-13 | 13 | 49.4
3505 | PowerPlus Energy | LiFe4838P | N/A | SMA Australia Pty Ltd | SI8.0H-13 | 13 | 49.4
3506 | PowerPlus Energy | LiFe4838P | N/A | SMA Australia Pty Ltd | SI8.0H-13 | 14 | 53.2
3507 | PowerPlus Energy | LiFe4838P | N/A | SMA Australia Pty Ltd | SI6.0H-13 | 14 | 53.2
3508 | PowerPlus Energy | LiFe4838P | N/A | SMA Australia Pty Ltd | SI6.0H-13 | 15 | 57
3509 | PowerPlus Energy | LiFe4838P | N/A | SMA Australia Pty Ltd | SI8.0H-13 | 15 | 57
3510 | PowerPlus Energy | LiFe4838P | N/A | SMA Australia Pty Ltd | SI6.0H-13 | 16 | 60.8
3511 | PowerPlus Energy | LiFe4838P | N/A | SMA Australia Pty Ltd | SI8.0H-13 | 16 | 60.8
3512 | PowerPlus Energy | LiFe4838P | N/A | SMA Australia Pty Ltd | SI6.0H-13 | 17 | 64.6
3513 | PowerPlus Energy | LiFe4838P | N/A | SMA Australia Pty Ltd | SI8.0H-13 | 17 | 64.6
3514 | PowerPlus Energy | LiFe4838P | N/A | SMA Australia Pty Ltd | SI6.0H-13 | 18 | 68.4
3515 | PowerPlus Energy | LiFe4838P | N/A | SMA Australia Pty Ltd | SI8.0H-13 | 18 | 68.4
3516 | PowerPlus Energy | LiFe4838P | N/A | SMA Australia Pty Ltd | SI8.0H-13 | 19 | 72.2
3517 | PowerPlus Energy | LiFe4838P | N/A | SMA Australia Pty Ltd | SI6.0H-13 | 19 | 72.2
3518 | PowerPlus Energy | LiFe4838P | N/A | SMA Australia Pty Ltd | SI8.0H-13 | 20 | 76
3519 | PowerPlus Energy | LiFe4838P | N/A | SMA Australia Pty Ltd | SI6.0H-13 | 20 | 76
3520 | PowerPlus Energy | LiFe4838P | N/A | SMA Australia Pty Ltd | SI8.0H-13 | 21 | 79.8
3521 | PowerPlus Energy | LiFe4838P | N/A | SMA Australia Pty Ltd | SI6.0H-13 | 21 | 79.8
3522 | PowerPlus Energy | LiFe4838P | N/A | SMA Australia Pty Ltd | SI8.0H-13 | 22 | 83.6
3523 | PowerPlus Energy | LiFe4838P | N/A | SMA Australia Pty Ltd | SI6.0H-13 | 22 | 83.6
3524 | PowerPlus Energy | LiFe4838P | N/A | SMA Australia Pty Ltd | SI8.0H-13 | 23 | 87.4
3525 | PowerPlus Energy | LiFe4838P | N/A | SMA Australia Pty Ltd | SI6.0H-13 | 23 | 87.4
3526 | PowerPlus Energy | LiFe4838P | N/A | SMA Australia Pty Ltd | SI6.0H-13 | 24 | 91.2
3527 | PowerPlus Energy | LiFe4838P | N/A | SMA Australia Pty Ltd | SI8.0H-13 | 24 | 91.2
3528 | PowerPlus Energy | LiFe4838P | N/A | SMA Australia Pty Ltd | SI8.0H-13 | 25 | 95
3529 | PowerPlus Energy | LiFe4838P | N/A | SMA Australia Pty Ltd | SI6.0H-13 | 25 | 95
3530 | PowerPlus Energy | LiFe4838P | N/A | SMA Australia Pty Ltd | SI8.0H-13 | 26 | 98.8
3531 | PowerPlus Energy | LiFe4838P | N/A | SMA Australia Pty Ltd | SI6.0H-13 | 26 | 98.8
3532 | PowerPlus Energy | LiFe4838P | N/A | SMA Australia Pty Ltd | SI6.0H-13 | 27 | 102.6
3533 | PowerPlus Energy | LiFe4838P | N/A | SMA Australia Pty Ltd | SI8.0H-13 | 27 | 102.6
3534 | PowerPlus Energy | LiFe4838P | N/A | SMA Australia Pty Ltd | SI6.0H-13 | 28 | 106.4
3535 | PowerPlus Energy | LiFe4838P | N/A | SMA Australia Pty Ltd | SI8.0H-13 | 28 | 106.4
3536 | PowerPlus Energy | LiFe4838P | N/A | SMA Australia Pty Ltd | SI6.0H-13 | 29 | 110.2
3537 | PowerPlus Energy | LiFe4838P | N/A | SMA Australia Pty Ltd | SI8.0H-13 | 29 | 110.2
3538 | PowerPlus Energy | LiFe4838P | N/A | SMA Australia Pty Ltd | SI8.0H-13 | 30 | 114
3539 | PowerPlus Energy | LiFe4838P | N/A | SMA Australia Pty Ltd | SI6.0H-13 | 30 | 114
3540 | PowerPlus Energy | LiFe4838P | N/A | SMA Australia Pty Ltd | SI8.0H-13 | 31 | 117.8
3541 | PowerPlus Energy | LiFe4838P | N/A | SMA Australia Pty Ltd | SI6.0H-13 | 31 | 117.8
3542 | PowerPlus Energy | LiFe4838P | N/A | SMA Australia Pty Ltd | SI6.0H-13 | 32 | 121.6
3543 | PowerPlus Energy | LiFe4838P | N/A | SMA Australia Pty Ltd | SI8.0H-13 | 32 | 121.6
3544 | PowerPlus Energy | LiFe4838P | N/A | SMA Australia Pty Ltd | SI8.0H-13 | 33 | 125.4
3545 | PowerPlus Energy | LiFe4838P | N/A | SMA Australia Pty Ltd | SI6.0H-13 | 33 | 125.4
3546 | PowerPlus Energy | LiFe4838P | N/A | SMA Australia Pty Ltd | SI6.0H-13 | 34 | 129.2
3547 | PowerPlus Energy | LiFe4838P | N/A | SMA Australia Pty Ltd | SI8.0H-13 | 34 | 129.2
3548 | PowerPlus Energy | LiFe4838P | N/A | SMA Australia Pty Ltd | SI8.0H-13 | 35 | 133
3549 | PowerPlus Energy | LiFe4838P | N/A | SMA Australia Pty Ltd | SI6.0H-13 | 35 | 133
3550 | PowerPlus Energy | LiFe4838P | N/A | SMA Australia Pty Ltd | SI8.0H-13 | 36 | 136.8
3551 | PowerPlus Energy | LiFe4838P | N/A | SMA Australia Pty Ltd | SI6.0H-13 | 36 | 136.8
3552 | PowerPlus Energy | LiFe4838P | N/A | SMA Australia Pty Ltd | SI6.0H-13 | 37 | 140.6
3553 | PowerPlus Energy | LiFe4838P | N/A | SMA Australia Pty Ltd | SI8.0H-13 | 37 | 140.6
3554 | PowerPlus Energy | LiFe4838P | N/A | SMA Australia Pty Ltd | SI6.0H-13 | 38 | 144.4
3555 | PowerPlus Energy | LiFe4838P | N/A | SMA Australia Pty Ltd | SI8.0H-13 | 38 | 144.4
3556 | PowerPlus Energy | LiFe4838P | N/A | SMA Australia Pty Ltd | SI8.0H-13 | 39 | 148.2
3557 | PowerPlus Energy | LiFe4838P | N/A | SMA Australia Pty Ltd | SI6.0H-13 | 39 | 148.2
3558 | PowerPlus Energy | LiFe4838P | N/A | SMA Australia Pty Ltd | SI6.0H-13 | 40 | 152
3559 | PowerPlus Energy | LiFe4838P | N/A | SMA Australia Pty Ltd | SI8.0H-13 | 40 | 152
3560 | PowerPlus Energy | LiFe4838P | N/A | SMA Australia Pty Ltd | SI8.0H-13 | 41 | 155.8
3561 | PowerPlus Energy | LiFe4838P | N/A | SMA Australia Pty Ltd | SI6.0H-13 | 41 | 155.8
3562 | PowerPlus Energy | LiFe4838P | N/A | SMA Australia Pty Ltd | SI8.0H-13 | 42 | 159.6
3563 | PowerPlus Energy | LiFe4838P | N/A | SMA Australia Pty Ltd | SI6.0H-13 | 42 | 159.6
3564 | PowerPlus Energy | LiFe4838P | N/A | SMA Australia Pty Ltd | SI6.0H-13 | 43 | 163.4
3565 | PowerPlus Energy | LiFe4838P | N/A | SMA Australia Pty Ltd | SI8.0H-13 | 43 | 163.4
3566 | PowerPlus Energy | LiFe4838P | N/A | SMA Australia Pty Ltd | SI6.0H-13 | 44 | 167.2
3567 | PowerPlus Energy | LiFe4838P | N/A | SMA Australia Pty Ltd | SI8.0H-13 | 44 | 167.2
3568 | PowerPlus Energy | LiFe4838P | N/A | SMA Australia Pty Ltd | SI6.0H-13 | 45 | 171
3569 | PowerPlus Energy | LiFe4838P | N/A | SMA Australia Pty Ltd | SI8.0H-13 | 45 | 171
3570 | PowerPlus Energy | LiFe4838P | N/A | SMA Australia Pty Ltd | SI6.0H-13 | 46 | 174.8
3571 | PowerPlus Energy | LiFe4838P | N/A | SMA Australia Pty Ltd | SI8.0H-13 | 46 | 174.8
3572 | PowerPlus Energy | LiFe4838P | N/A | SMA Australia Pty Ltd | SI6.0H-13 | 47 | 178.6
3573 | PowerPlus Energy | LiFe4838P | N/A | SMA Australia Pty Ltd | SI8.0H-13 | 47 | 178.6
3574 | PowerPlus Energy | LiFe4838P | N/A | SMA Australia Pty Ltd | SI8.0H-13 | 48 | 182.4
3575 | PowerPlus Energy | LiFe4838P | N/A | SMA Australia Pty Ltd | SI6.0H-13 | 48 | 182.4
3576 | PowerPlus Energy | LiFe4838P | N/A | SMA Australia Pty Ltd | SI6.0H-13 | 49 | 186.2
3577 | PowerPlus Energy | LiFe4838P | N/A | SMA Australia Pty Ltd | SI8.0H-13 | 49 | 186.2
3578 | PowerPlus Energy | LiFe4838P | N/A | SMA Australia Pty Ltd | SI6.0H-13 | 50 | 190
3579 | PowerPlus Energy | LiFe4838P | N/A | SMA Australia Pty Ltd | SI8.0H-13 | 50 | 190
3580 | PowerPlus Energy | LiFe4838P | N/A | SMA Australia Pty Ltd | SI6.0H-13 | 51 | 193.8
3581 | PowerPlus Energy | LiFe4838P | N/A | SMA Australia Pty Ltd | SI8.0H-13 | 51 | 193.8
3582 | PowerPlus Energy | LiFe4838P | N/A | SMA Australia Pty Ltd | SI8.0H-13 | 52 | 197.6
3583 | PowerPlus Energy | LiFe4838P | N/A | SMA Australia Pty Ltd | SI6.0H-13 | 52 | 197.6
3584 | PowerPlus Energy | LiFe4838P | N/A | SMA Australia Pty Ltd | SI8.0H-13 | 53 | 201.4
3585 | PowerPlus Energy | LiFe4838P | N/A | SMA Australia Pty Ltd | SI6.0H-13 | 53 | 201.4
3586 | PowerPlus Energy | LiFe4838P | N/A | SMA Australia Pty Ltd | SI8.0H-13 | 54 | 205.2
3587 | PowerPlus Energy | LiFe4838P | N/A | SMA Australia Pty Ltd | SI6.0H-13 | 54 | 205.2
3588 | PowerPlus Energy | LiFe4838P | N/A | SMA Australia Pty Ltd | SI8.0H-13 | 55 | 209
3589 | PowerPlus Energy | LiFe4838P | N/A | SMA Australia Pty Ltd | SI6.0H-13 | 55 | 209
3590 | PowerPlus Energy | LiFe4838P | N/A | SMA Australia Pty Ltd | SI8.0H-13 | 56 | 212.8
3591 | PowerPlus Energy | LiFe4838P | N/A | SMA Australia Pty Ltd | SI6.0H-13 | 56 | 212.8
3592 | PowerPlus Energy | LiFe4838P | N/A | SMA Australia Pty Ltd | SI6.0H-13 | 57 | 216.6
3593 | PowerPlus Energy | LiFe4838P | N/A | SMA Australia Pty Ltd | SI8.0H-13 | 57 | 216.6
3594 | PowerPlus Energy | LiFe4838P | N/A | SMA Australia Pty Ltd | SI6.0H-13 | 58 | 220.4
3595 | PowerPlus Energy | LiFe4838P | N/A | SMA Australia Pty Ltd | SI8.0H-13 | 58 | 220.4
3596 | PowerPlus Energy | LiFe4838P | N/A | SMA Australia Pty Ltd | SI6.0H-13 | 59 | 224.2
3597 | PowerPlus Energy | LiFe4838P | N/A | SMA Australia Pty Ltd | SI8.0H-13 | 59 | 224.2
3598 | PowerPlus Energy | LiFe4838P | N/A | SMA Australia Pty Ltd | SI8.0H-13 | 60 | 228
3599 | PowerPlus Energy | LiFe4838P | N/A | SMA Australia Pty Ltd | SI6.0H-13 | 60 | 228
3600 | PowerPlus Energy | LiFe4838P | N/A | SUNSYNK AUSTRALIA PTY LTD | SUNSYNK-5K-SG04LP1 | 2 | 7.6
3601 | PowerPlus Energy | LiFe4838P | N/A | SUNSYNK AUSTRALIA PTY LTD | SUNSYNK-10K-SG04LP3 | 2 | 7.6
3602 | PowerPlus Energy | LiFe4838P | N/A | SUNSYNK AUSTRALIA PTY LTD | SUNSYNK-8K-SG05LP1 | 2 | 7.6
3603 | PowerPlus Energy | LiFe4838P | N/A | SUNSYNK AUSTRALIA PTY LTD | SUNSYNK-12K-SG04LP3 | 2 | 7.6
3604 | PowerPlus Energy | LiFe4838P | N/A | SUNSYNK AUSTRALIA PTY LTD | SUNSYNK-7.6K-SG05LP1 | 2 | 7.6
3605 | PowerPlus Energy | LiFe4838P | N/A | SUNSYNK AUSTRALIA PTY LTD | SUNSYNK-8K-SG04LP3 | 2 | 7.6
3606 | PowerPlus Energy | LiFe4838P | N/A | SUNSYNK AUSTRALIA PTY LTD | SUNSYNK-10K-SG04LP3 | 3 | 11.4
3607 | PowerPlus Energy | LiFe4838P | N/A | SUNSYNK AUSTRALIA PTY LTD | SUNSYNK-8K-SG05LP1 | 3 | 11.4
3608 | PowerPlus Energy | LiFe4838P | N/A | SUNSYNK AUSTRALIA PTY LTD | SUNSYNK-7.6K-SG05LP1 | 3 | 11.4
3609 | PowerPlus Energy | LiFe4838P | N/A | SUNSYNK AUSTRALIA PTY LTD | SUNSYNK-5K-SG04LP1 | 3 | 11.4
3610 | PowerPlus Energy | LiFe4838P | N/A | SUNSYNK AUSTRALIA PTY LTD | SUNSYNK-8K-SG04LP3 | 3 | 11.4
3611 | PowerPlus Energy | LiFe4838P | N/A | SUNSYNK AUSTRALIA PTY LTD | SUNSYNK-12K-SG04LP3 | 3 | 11.4
3612 | PowerPlus Energy | LiFe4838P | N/A | SUNSYNK AUSTRALIA PTY LTD | SUNSYNK-7.6K-SG05LP1 | 4 | 15.2
3613 | PowerPlus Energy | LiFe4838P | N/A | SUNSYNK AUSTRALIA PTY LTD | SUNSYNK-5K-SG04LP1 | 4 | 15.2
3614 | PowerPlus Energy | LiFe4838P | N/A | SUNSYNK AUSTRALIA PTY LTD | SUNSYNK-8K-SG05LP1 | 4 | 15.2
3615 | PowerPlus Energy | LiFe4838P | N/A | SUNSYNK AUSTRALIA PTY LTD | SUNSYNK-10K-SG04LP3 | 4 | 15.2
3616 | PowerPlus Energy | LiFe4838P | N/A | SUNSYNK AUSTRALIA PTY LTD | SUNSYNK-8K-SG04LP3 | 4 | 15.2
3617 | PowerPlus Energy | LiFe4838P | N/A | SUNSYNK AUSTRALIA PTY LTD | SUNSYNK-12K-SG04LP3 | 4 | 15.2
3618 | PowerPlus Energy | LiFe4838P | N/A | SUNSYNK AUSTRALIA PTY LTD | SUNSYNK-7.6K-SG05LP1 | 5 | 19
3619 | PowerPlus Energy | LiFe4838P | N/A | SUNSYNK AUSTRALIA PTY LTD | SUNSYNK-5K-SG04LP1 | 5 | 19
3620 | PowerPlus Energy | LiFe4838P | N/A | SUNSYNK AUSTRALIA PTY LTD | SUNSYNK-8K-SG05LP1 | 5 | 19
3621 | PowerPlus Energy | LiFe4838P | N/A | SUNSYNK AUSTRALIA PTY LTD | SUNSYNK-12K-SG04LP3 | 5 | 19
3622 | PowerPlus Energy | LiFe4838P | N/A | SUNSYNK AUSTRALIA PTY LTD | SUNSYNK-8K-SG04LP3 | 5 | 19
3623 | PowerPlus Energy | LiFe4838P | N/A | SUNSYNK AUSTRALIA PTY LTD | SUNSYNK-10K-SG04LP3 | 5 | 19
3624 | PowerPlus Energy | LiFe4838P | N/A | SUNSYNK AUSTRALIA PTY LTD | SUNSYNK-8K-SG05LP1 | 6 | 22.8
3625 | PowerPlus Energy | LiFe4838P | N/A | SUNSYNK AUSTRALIA PTY LTD | SUNSYNK-12K-SG04LP3 | 6 | 22.8
3626 | PowerPlus Energy | LiFe4838P | N/A | SUNSYNK AUSTRALIA PTY LTD | SUNSYNK-7.6K-SG05LP1 | 6 | 22.8
3627 | PowerPlus Energy | LiFe4838P | N/A | SUNSYNK AUSTRALIA PTY LTD | SUNSYNK-8K-SG04LP3 | 6 | 22.8
3628 | PowerPlus Energy | LiFe4838P | N/A | SUNSYNK AUSTRALIA PTY LTD | SUNSYNK-10K-SG04LP3 | 6 | 22.8
3629 | PowerPlus Energy | LiFe4838P | N/A | SUNSYNK AUSTRALIA PTY LTD | SUNSYNK-5K-SG04LP1 | 6 | 22.8
3630 | PowerPlus Energy | LiFe4838P | N/A | SUNSYNK AUSTRALIA PTY LTD | SUNSYNK-10K-SG04LP3 | 7 | 26.6
3631 | PowerPlus Energy | LiFe4838P | N/A | SUNSYNK AUSTRALIA PTY LTD | SUNSYNK-8K-SG04LP3 | 7 | 26.6
3632 | PowerPlus Energy | LiFe4838P | N/A | SUNSYNK AUSTRALIA PTY LTD | SUNSYNK-5K-SG04LP1 | 7 | 26.6
3633 | PowerPlus Energy | LiFe4838P | N/A | SUNSYNK AUSTRALIA PTY LTD | SUNSYNK-12K-SG04LP3 | 7 | 26.6
3634 | PowerPlus Energy | LiFe4838P | N/A | SUNSYNK AUSTRALIA PTY LTD | SUNSYNK-8K-SG05LP1 | 7 | 26.6
3635 | PowerPlus Energy | LiFe4838P | N/A | SUNSYNK AUSTRALIA PTY LTD | SUNSYNK-7.6K-SG05LP1 | 7 | 26.6
3636 | PowerPlus Energy | LiFe4838P | N/A | SUNSYNK AUSTRALIA PTY LTD | SUNSYNK-10K-SG04LP3 | 8 | 30.4
3637 | PowerPlus Energy | LiFe4838P | N/A | SUNSYNK AUSTRALIA PTY LTD | SUNSYNK-12K-SG04LP3 | 8 | 30.4
3638 | PowerPlus Energy | LiFe4838P | N/A | SUNSYNK AUSTRALIA PTY LTD | SUNSYNK-7.6K-SG05LP1 | 8 | 30.4
3639 | PowerPlus Energy | LiFe4838P | N/A | SUNSYNK AUSTRALIA PTY LTD | SUNSYNK-5K-SG04LP1 | 8 | 30.4
3640 | PowerPlus Energy | LiFe4838P | N/A | SUNSYNK AUSTRALIA PTY LTD | SUNSYNK-8K-SG05LP1 | 8 | 30.4
3641 | PowerPlus Energy | LiFe4838P | N/A | SUNSYNK AUSTRALIA PTY LTD | SUNSYNK-8K-SG04LP3 | 8 | 30.4
3642 | PowerPlus Energy | LiFe4838P | N/A | SUNSYNK AUSTRALIA PTY LTD | SUNSYNK-7.6K-SG05LP1 | 9 | 34.2
3643 | PowerPlus Energy | LiFe4838P | N/A | SUNSYNK AUSTRALIA PTY LTD | SUNSYNK-8K-SG05LP1 | 9 | 34.2
3644 | PowerPlus Energy | LiFe4838P | N/A | SUNSYNK AUSTRALIA PTY LTD | SUNSYNK-8K-SG04LP3 | 9 | 34.2
3645 | PowerPlus Energy | LiFe4838P | N/A | SUNSYNK AUSTRALIA PTY LTD | SUNSYNK-12K-SG04LP3 | 9 | 34.2
3646 | PowerPlus Energy | LiFe4838P | N/A | SUNSYNK AUSTRALIA PTY LTD | SUNSYNK-10K-SG04LP3 | 9 | 34.2
3647 | PowerPlus Energy | LiFe4838P | N/A | SUNSYNK AUSTRALIA PTY LTD | SUNSYNK-5K-SG04LP1 | 9 | 34.2
3648 | PowerPlus Energy | LiFe4838P | N/A | SUNSYNK AUSTRALIA PTY LTD | SUNSYNK-7.6K-SG05LP1 | 10 | 38
3649 | PowerPlus Energy | LiFe4838P | N/A | SUNSYNK AUSTRALIA PTY LTD | SUNSYNK-12K-SG04LP3 | 10 | 38
3650 | PowerPlus Energy | LiFe4838P | N/A | SUNSYNK AUSTRALIA PTY LTD | SUNSYNK-5K-SG04LP1 | 10 | 38
3651 | PowerPlus Energy | LiFe4838P | N/A | SUNSYNK AUSTRALIA PTY LTD | SUNSYNK-8K-SG04LP3 | 10 | 38
3652 | PowerPlus Energy | LiFe4838P | N/A | SUNSYNK AUSTRALIA PTY LTD | SUNSYNK-8K-SG05LP1 | 10 | 38
3653 | PowerPlus Energy | LiFe4838P | N/A | SUNSYNK AUSTRALIA PTY LTD | SUNSYNK-10K-SG04LP3 | 10 | 38
3654 | PowerPlus Energy | LiFe4838P | N/A | SUNSYNK AUSTRALIA PTY LTD | SUNSYNK-12K-SG04LP3 | 11 | 41.8
3655 | PowerPlus Energy | LiFe4838P | N/A | SUNSYNK AUSTRALIA PTY LTD | SUNSYNK-5K-SG04LP1 | 11 | 41.8
3656 | PowerPlus Energy | LiFe4838P | N/A | SUNSYNK AUSTRALIA PTY LTD | SUNSYNK-8K-SG05LP1 | 11 | 41.8
3657 | PowerPlus Energy | LiFe4838P | N/A | SUNSYNK AUSTRALIA PTY LTD | SUNSYNK-7.6K-SG05LP1 | 11 | 41.8
3658 | PowerPlus Energy | LiFe4838P | N/A | SUNSYNK AUSTRALIA PTY LTD | SUNSYNK-10K-SG04LP3 | 11 | 41.8
3659 | PowerPlus Energy | LiFe4838P | N/A | SUNSYNK AUSTRALIA PTY LTD | SUNSYNK-8K-SG04LP3 | 11 | 41.8
3660 | PowerPlus Energy | LiFe4838P | N/A | SUNSYNK AUSTRALIA PTY LTD | SUNSYNK-5K-SG04LP1 | 12 | 45.6
3661 | PowerPlus Energy | LiFe4838P | N/A | SUNSYNK AUSTRALIA PTY LTD | SUNSYNK-8K-SG04LP3 | 12 | 45.6
3662 | PowerPlus Energy | LiFe4838P | N/A | SUNSYNK AUSTRALIA PTY LTD | SUNSYNK-7.6K-SG05LP1 | 12 | 45.6
3663 | PowerPlus Energy | LiFe4838P | N/A | SUNSYNK AUSTRALIA PTY LTD | SUNSYNK-10K-SG04LP3 | 12 | 45.6
3664 | PowerPlus Energy | LiFe4838P | N/A | SUNSYNK AUSTRALIA PTY LTD | SUNSYNK-8K-SG05LP1 | 12 | 45.6
3665 | PowerPlus Energy | LiFe4838P | N/A | SUNSYNK AUSTRALIA PTY LTD | SUNSYNK-12K-SG04LP3 | 12 | 45.6
3666 | PowerPlus Energy | LiFe4838P | N/A | SUNSYNK AUSTRALIA PTY LTD | SUNSYNK-7.6K-SG05LP1 | 13 | 49.4
3667 | PowerPlus Energy | LiFe4838P | N/A | SUNSYNK AUSTRALIA PTY LTD | SUNSYNK-10K-SG04LP3 | 13 | 49.4
3668 | PowerPlus Energy | LiFe4838P | N/A | SUNSYNK AUSTRALIA PTY LTD | SUNSYNK-8K-SG04LP3 | 13 | 49.4
3669 | PowerPlus Energy | LiFe4838P | N/A | SUNSYNK AUSTRALIA PTY LTD | SUNSYNK-12K-SG04LP3 | 13 | 49.4
3670 | PowerPlus Energy | LiFe4838P | N/A | SUNSYNK AUSTRALIA PTY LTD | SUNSYNK-5K-SG04LP1 | 13 | 49.4
3671 | PowerPlus Energy | LiFe4838P | N/A | SUNSYNK AUSTRALIA PTY LTD | SUNSYNK-8K-SG05LP1 | 13 | 49.4
3672 | PowerPlus Energy | LiFe4838P | N/A | SUNSYNK AUSTRALIA PTY LTD | SUNSYNK-10K-SG04LP3 | 14 | 53.2
3673 | PowerPlus Energy | LiFe4838P | N/A | SUNSYNK AUSTRALIA PTY LTD | SUNSYNK-7.6K-SG05LP1 | 14 | 53.2
3674 | PowerPlus Energy | LiFe4838P | N/A | SUNSYNK AUSTRALIA PTY LTD | SUNSYNK-8K-SG04LP3 | 14 | 53.2
3675 | PowerPlus Energy | LiFe4838P | N/A | SUNSYNK AUSTRALIA PTY LTD | SUNSYNK-12K-SG04LP3 | 14 | 53.2
3676 | PowerPlus Energy | LiFe4838P | N/A | SUNSYNK AUSTRALIA PTY LTD | SUNSYNK-5K-SG04LP1 | 14 | 53.2
3677 | PowerPlus Energy | LiFe4838P | N/A | SUNSYNK AUSTRALIA PTY LTD | SUNSYNK-8K-SG05LP1 | 14 | 53.2
3678 | PowerPlus Energy | LiFe4838P | N/A | SUNSYNK AUSTRALIA PTY LTD | SUNSYNK-10K-SG04LP3 | 15 | 57
3679 | PowerPlus Energy | LiFe4838P | N/A | SUNSYNK AUSTRALIA PTY LTD | SUNSYNK-5K-SG04LP1 | 15 | 57
3680 | PowerPlus Energy | LiFe4838P | N/A | SUNSYNK AUSTRALIA PTY LTD | SUNSYNK-8K-SG04LP3 | 15 | 57
3681 | PowerPlus Energy | LiFe4838P | N/A | SUNSYNK AUSTRALIA PTY LTD | SUNSYNK-8K-SG05LP1 | 15 | 57
3682 | PowerPlus Energy | LiFe4838P | N/A | SUNSYNK AUSTRALIA PTY LTD | SUNSYNK-7.6K-SG05LP1 | 15 | 57
3683 | PowerPlus Energy | LiFe4838P | N/A | SUNSYNK AUSTRALIA PTY LTD | SUNSYNK-12K-SG04LP3 | 15 | 57
3684 | PowerPlus Energy | LiFe4838P | N/A | SUNSYNK AUSTRALIA PTY LTD | SUNSYNK-8K-SG05LP1 | 16 | 60.8
3685 | PowerPlus Energy | LiFe4838P | N/A | SUNSYNK AUSTRALIA PTY LTD | SUNSYNK-8K-SG04LP3 | 16 | 60.8
3686 | PowerPlus Energy | LiFe4838P | N/A | SUNSYNK AUSTRALIA PTY LTD | SUNSYNK-10K-SG04LP3 | 16 | 60.8
3687 | PowerPlus Energy | LiFe4838P | N/A | SUNSYNK AUSTRALIA PTY LTD | SUNSYNK-7.6K-SG05LP1 | 16 | 60.8
3688 | PowerPlus Energy | LiFe4838P | N/A | SUNSYNK AUSTRALIA PTY LTD | SUNSYNK-5K-SG04LP1 | 16 | 60.8
3689 | PowerPlus Energy | LiFe4838P | N/A | SUNSYNK AUSTRALIA PTY LTD | SUNSYNK-12K-SG04LP3 | 16 | 60.8
3690 | PowerPlus Energy | LiFe4838P | N/A | SUNSYNK AUSTRALIA PTY LTD | SUNSYNK-7.6K-SG05LP1 | 17 | 64.6
3691 | PowerPlus Energy | LiFe4838P | N/A | SUNSYNK AUSTRALIA PTY LTD | SUNSYNK-12K-SG04LP3 | 17 | 64.6
3692 | PowerPlus Energy | LiFe4838P | N/A | SUNSYNK AUSTRALIA PTY LTD | SUNSYNK-5K-SG04LP1 | 17 | 64.6
3693 | PowerPlus Energy | LiFe4838P | N/A | SUNSYNK AUSTRALIA PTY LTD | SUNSYNK-8K-SG04LP3 | 17 | 64.6
3694 | PowerPlus Energy | LiFe4838P | N/A | SUNSYNK AUSTRALIA PTY LTD | SUNSYNK-10K-SG04LP3 | 17 | 64.6
3695 | PowerPlus Energy | LiFe4838P | N/A | SUNSYNK AUSTRALIA PTY LTD | SUNSYNK-8K-SG05LP1 | 17 | 64.6
3696 | PowerPlus Energy | LiFe4838P | N/A | SUNSYNK AUSTRALIA PTY LTD | SUNSYNK-8K-SG05LP1 | 18 | 68.4
3697 | PowerPlus Energy | LiFe4838P | N/A | SUNSYNK AUSTRALIA PTY LTD | SUNSYNK-8K-SG04LP3 | 18 | 68.4
3698 | PowerPlus Energy | LiFe4838P | N/A | SUNSYNK AUSTRALIA PTY LTD | SUNSYNK-10K-SG04LP3 | 18 | 68.4
3699 | PowerPlus Energy | LiFe4838P | N/A | SUNSYNK AUSTRALIA PTY LTD | SUNSYNK-12K-SG04LP3 | 18 | 68.4
3700 | PowerPlus Energy | LiFe4838P | N/A | SUNSYNK AUSTRALIA PTY LTD | SUNSYNK-7.6K-SG05LP1 | 18 | 68.4
3701 | PowerPlus Energy | LiFe4838P | N/A | SUNSYNK AUSTRALIA PTY LTD | SUNSYNK-5K-SG04LP1 | 18 | 68.4
3702 | PowerPlus Energy | LiFe4838P | N/A | SUNSYNK AUSTRALIA PTY LTD | SUNSYNK-8K-SG05LP1 | 19 | 72.2
3703 | PowerPlus Energy | LiFe4838P | N/A | SUNSYNK AUSTRALIA PTY LTD | SUNSYNK-5K-SG04LP1 | 19 | 72.2
3704 | PowerPlus Energy | LiFe4838P | N/A | SUNSYNK AUSTRALIA PTY LTD | SUNSYNK-8K-SG04LP3 | 19 | 72.2
3705 | PowerPlus Energy | LiFe4838P | N/A | SUNSYNK AUSTRALIA PTY LTD | SUNSYNK-7.6K-SG05LP1 | 19 | 72.2
3706 | PowerPlus Energy | LiFe4838P | N/A | SUNSYNK AUSTRALIA PTY LTD | SUNSYNK-12K-SG04LP3 | 19 | 72.2
3707 | PowerPlus Energy | LiFe4838P | N/A | SUNSYNK AUSTRALIA PTY LTD | SUNSYNK-10K-SG04LP3 | 19 | 72.2
3708 | PowerPlus Energy | LiFe4838P | N/A | SUNSYNK AUSTRALIA PTY LTD | SUNSYNK-5K-SG04LP1 | 20 | 76
3709 | PowerPlus Energy | LiFe4838P | N/A | SUNSYNK AUSTRALIA PTY LTD | SUNSYNK-10K-SG04LP3 | 20 | 76
3710 | PowerPlus Energy | LiFe4838P | N/A | SUNSYNK AUSTRALIA PTY LTD | SUNSYNK-7.6K-SG05LP1 | 20 | 76
3711 | PowerPlus Energy | LiFe4838P | N/A | SUNSYNK AUSTRALIA PTY LTD | SUNSYNK-8K-SG05LP1 | 20 | 76
3712 | PowerPlus Energy | LiFe4838P | N/A | SUNSYNK AUSTRALIA PTY LTD | SUNSYNK-8K-SG04LP3 | 20 | 76
3713 | PowerPlus Energy | LiFe4838P | N/A | SUNSYNK AUSTRALIA PTY LTD | SUNSYNK-12K-SG04LP3 | 20 | 76
3714 | PowerPlus Energy | LiFe4838P | N/A | Selectronic | SPMC482-AU | 2 | 7.6
3715 | PowerPlus Energy | LiFe4838P | N/A | Selectronic | SPMC481-AU | 2 | 7.6
3716 | PowerPlus Energy | LiFe4838P | N/A | Selectronic | SPMC480-AU | 2 | 7.6
3717 | PowerPlus Energy | LiFe4838P | N/A | Selectronic | SPMC482-AU | 3 | 11.4
3718 | PowerPlus Energy | LiFe4838P | N/A | Selectronic | SPMC481-AU | 3 | 11.4
3719 | PowerPlus Energy | LiFe4838P | N/A | Selectronic | SPMC480-AU | 3 | 11.4
3720 | PowerPlus Energy | LiFe4838P | N/A | Selectronic | SPMC481-AU | 4 | 15.2
3721 | PowerPlus Energy | LiFe4838P | N/A | Selectronic | SPMC482-AU | 4 | 15.2
3722 | PowerPlus Energy | LiFe4838P | N/A | Selectronic | SPMC480-AU | 4 | 15.2
3723 | PowerPlus Energy | LiFe4838P | N/A | Selectronic | SPMC482-AU | 5 | 19
3724 | PowerPlus Energy | LiFe4838P | N/A | Selectronic | SPMC480-AU | 5 | 19
3725 | PowerPlus Energy | LiFe4838P | N/A | Selectronic | SPMC481-AU | 5 | 19
3726 | PowerPlus Energy | LiFe4838P | N/A | Selectronic | SPMC480-AU | 6 | 22.8
3727 | PowerPlus Energy | LiFe4838P | N/A | Selectronic | SPMC482-AU | 6 | 22.8
3728 | PowerPlus Energy | LiFe4838P | N/A | Selectronic | SPMC481-AU | 6 | 22.8
3729 | PowerPlus Energy | LiFe4838P | N/A | Selectronic | SPMC480-AU | 7 | 26.6
3730 | PowerPlus Energy | LiFe4838P | N/A | Selectronic | SPMC482-AU | 7 | 26.6
3731 | PowerPlus Energy | LiFe4838P | N/A | Selectronic | SPMC481-AU | 7 | 26.6
3732 | PowerPlus Energy | LiFe4838P | N/A | Selectronic | SPMC481-AU | 8 | 30.4
3733 | PowerPlus Energy | LiFe4838P | N/A | Selectronic | SPMC482-AU | 8 | 30.4
3734 | PowerPlus Energy | LiFe4838P | N/A | Selectronic | SPMC480-AU | 8 | 30.4
3735 | PowerPlus Energy | LiFe4838P | N/A | Selectronic | SPMC482-AU | 9 | 34.2
3736 | PowerPlus Energy | LiFe4838P | N/A | Selectronic | SPMC480-AU | 9 | 34.2
3737 | PowerPlus Energy | LiFe4838P | N/A | Selectronic | SPMC481-AU | 9 | 34.2
3738 | PowerPlus Energy | LiFe4838P | N/A | Selectronic | SPMC480-AU | 10 | 38
3739 | PowerPlus Energy | LiFe4838P | N/A | Selectronic | SPMC481-AU | 10 | 38
3740 | PowerPlus Energy | LiFe4838P | N/A | Selectronic | SPMC482-AU | 10 | 38
3741 | PowerPlus Energy | LiFe4838P | N/A | Selectronic | SPMC480-AU | 11 | 41.8
3742 | PowerPlus Energy | LiFe4838P | N/A | Selectronic | SPMC482-AU | 11 | 41.8
3743 | PowerPlus Energy | LiFe4838P | N/A | Selectronic | SPMC481-AU | 11 | 41.8
3744 | PowerPlus Energy | LiFe4838P | N/A | Selectronic | SPMC480-AU | 12 | 45.6
3745 | PowerPlus Energy | LiFe4838P | N/A | Selectronic | SPMC482-AU | 12 | 45.6
3746 | PowerPlus Energy | LiFe4838P | N/A | Selectronic | SPMC481-AU | 12 | 45.6
3747 | PowerPlus Energy | LiFe4838P | N/A | Selectronic | SPMC480-AU | 13 | 49.4
3748 | PowerPlus Energy | LiFe4838P | N/A | Selectronic | SPMC481-AU | 13 | 49.4
3749 | PowerPlus Energy | LiFe4838P | N/A | Selectronic | SPMC482-AU | 13 | 49.4
3750 | PowerPlus Energy | LiFe4838P | N/A | Selectronic | SPMC480-AU | 14 | 53.2
3751 | PowerPlus Energy | LiFe4838P | N/A | Selectronic | SPMC481-AU | 14 | 53.2
3752 | PowerPlus Energy | LiFe4838P | N/A | Selectronic | SPMC482-AU | 14 | 53.2
3753 | PowerPlus Energy | LiFe4838P | N/A | Selectronic | SPMC482-AU | 15 | 57
3754 | PowerPlus Energy | LiFe4838P | N/A | Selectronic | SPMC480-AU | 15 | 57
3755 | PowerPlus Energy | LiFe4838P | N/A | Selectronic | SPMC481-AU | 15 | 57
3756 | PowerPlus Energy | LiFe4838P | N/A | Selectronic | SPMC480-AU | 16 | 60.8
3757 | PowerPlus Energy | LiFe4838P | N/A | Selectronic | SPMC482-AU | 16 | 60.8
3758 | PowerPlus Energy | LiFe4838P | N/A | Selectronic | SPMC481-AU | 16 | 60.8
3759 | PowerPlus Energy | LiFe4838P | N/A | Selectronic | SPMC482-AU | 17 | 64.6
3760 | PowerPlus Energy | LiFe4838P | N/A | Selectronic | SPMC481-AU | 17 | 64.6
3761 | PowerPlus Energy | LiFe4838P | N/A | Selectronic | SPMC480-AU | 17 | 64.6
3762 | PowerPlus Energy | LiFe4838P | N/A | Selectronic | SPMC482-AU | 18 | 68.4
3763 | PowerPlus Energy | LiFe4838P | N/A | Selectronic | SPMC480-AU | 18 | 68.4
3764 | PowerPlus Energy | LiFe4838P | N/A | Selectronic | SPMC481-AU | 18 | 68.4
3765 | PowerPlus Energy | LiFe4838P | N/A | Selectronic | SPMC481-AU | 19 | 72.2
3766 | PowerPlus Energy | LiFe4838P | N/A | Selectronic | SPMC482-AU | 19 | 72.2
3767 | PowerPlus Energy | LiFe4838P | N/A | Selectronic | SPMC480-AU | 19 | 72.2
3768 | PowerPlus Energy | LiFe4838P | N/A | Selectronic | SPMC481-AU | 20 | 76
3769 | PowerPlus Energy | LiFe4838P | N/A | Selectronic | SPMC480-AU | 20 | 76
3770 | PowerPlus Energy | LiFe4838P | N/A | Selectronic | SPMC482-AU | 20 | 76
3771 | PowerPlus Energy | LiFe4838P | N/A | Selectronic | SPMC482-AU | 21 | 79.8
3772 | PowerPlus Energy | LiFe4838P | N/A | Selectronic | SPMC481-AU | 21 | 79.8
3773 | PowerPlus Energy | LiFe4838P | N/A | Selectronic | SPMC480-AU | 21 | 79.8
3774 | PowerPlus Energy | LiFe4838P | N/A | Selectronic | SPMC482-AU | 22 | 83.6
3775 | PowerPlus Energy | LiFe4838P | N/A | Selectronic | SPMC481-AU | 22 | 83.6
3776 | PowerPlus Energy | LiFe4838P | N/A | Selectronic | SPMC480-AU | 22 | 83.6
3777 | PowerPlus Energy | LiFe4838P | N/A | Selectronic | SPMC482-AU | 23 | 87.4
3778 | PowerPlus Energy | LiFe4838P | N/A | Selectronic | SPMC481-AU | 23 | 87.4
3779 | PowerPlus Energy | LiFe4838P | N/A | Selectronic | SPMC480-AU | 23 | 87.4
3780 | PowerPlus Energy | LiFe4838P | N/A | Selectronic | SPMC481-AU | 24 | 91.2
3781 | PowerPlus Energy | LiFe4838P | N/A | Selectronic | SPMC480-AU | 24 | 91.2
3782 | PowerPlus Energy | LiFe4838P | N/A | Selectronic | SPMC482-AU | 24 | 91.2
3783 | PowerPlus Energy | LiFe4838P | N/A | Selectronic | SPMC480-AU | 25 | 95
3784 | PowerPlus Energy | LiFe4838P | N/A | Selectronic | SPMC481-AU | 25 | 95
3785 | PowerPlus Energy | LiFe4838P | N/A | Selectronic | SPMC482-AU | 25 | 95
3786 | PowerPlus Energy | LiFe4838P | N/A | Selectronic | SPMC481-AU | 26 | 98.8
3787 | PowerPlus Energy | LiFe4838P | N/A | Selectronic | SPMC480-AU | 26 | 98.8
3788 | PowerPlus Energy | LiFe4838P | N/A | Selectronic | SPMC482-AU | 26 | 98.8
3789 | PowerPlus Energy | LiFe4838P | N/A | Selectronic | SPMC482-AU | 27 | 102.6
3790 | PowerPlus Energy | LiFe4838P | N/A | Selectronic | SPMC480-AU | 27 | 102.6
3791 | PowerPlus Energy | LiFe4838P | N/A | Selectronic | SPMC481-AU | 27 | 102.6
3792 | PowerPlus Energy | LiFe4838P | N/A | Selectronic | SPMC482-AU | 28 | 106.4
3793 | PowerPlus Energy | LiFe4838P | N/A | Selectronic | SPMC481-AU | 28 | 106.4
3794 | PowerPlus Energy | LiFe4838P | N/A | Selectronic | SPMC480-AU | 28 | 106.4
3795 | PowerPlus Energy | LiFe4838P | N/A | Selectronic | SPMC482-AU | 29 | 110.2
3796 | PowerPlus Energy | LiFe4838P | N/A | Selectronic | SPMC480-AU | 29 | 110.2
3797 | PowerPlus Energy | LiFe4838P | N/A | Selectronic | SPMC481-AU | 29 | 110.2
3798 | PowerPlus Energy | LiFe4838P | N/A | Selectronic | SPMC481-AU | 30 | 114
3799 | PowerPlus Energy | LiFe4838P | N/A | Selectronic | SPMC482-AU | 30 | 114
3800 | PowerPlus Energy | LiFe4838P | N/A | Selectronic | SPMC480-AU | 30 | 114
3801 | PowerPlus Energy | LiFe4838P | N/A | Selectronic | SPMC480-AU | 31 | 117.8
3802 | PowerPlus Energy | LiFe4838P | N/A | Selectronic | SPMC481-AU | 31 | 117.8
3803 | PowerPlus Energy | LiFe4838P | N/A | Selectronic | SPMC482-AU | 31 | 117.8
3804 | PowerPlus Energy | LiFe4838P | N/A | Selectronic | SPMC481-AU | 32 | 121.6
3805 | PowerPlus Energy | LiFe4838P | N/A | Selectronic | SPMC482-AU | 32 | 121.6
3806 | PowerPlus Energy | LiFe4838P | N/A | Selectronic | SPMC480-AU | 32 | 121.6
3807 | PowerPlus Energy | LiFe4838P | N/A | Selectronic | SPMC482-AU | 33 | 125.4
3808 | PowerPlus Energy | LiFe4838P | N/A | Selectronic | SPMC480-AU | 33 | 125.4
3809 | PowerPlus Energy | LiFe4838P | N/A | Selectronic | SPMC481-AU | 33 | 125.4
3810 | PowerPlus Energy | LiFe4838P | N/A | Selectronic | SPMC480-AU | 34 | 129.2
3811 | PowerPlus Energy | LiFe4838P | N/A | Selectronic | SPMC482-AU | 34 | 129.2
3812 | PowerPlus Energy | LiFe4838P | N/A | Selectronic | SPMC481-AU | 34 | 129.2
3813 | PowerPlus Energy | LiFe4838P | N/A | Selectronic | SPMC480-AU | 35 | 133
3814 | PowerPlus Energy | LiFe4838P | N/A | Selectronic | SPMC482-AU | 35 | 133
3815 | PowerPlus Energy | LiFe4838P | N/A | Selectronic | SPMC481-AU | 35 | 133
3816 | PowerPlus Energy | LiFe4838P | N/A | Selectronic | SPMC481-AU | 36 | 136.8
3817 | PowerPlus Energy | LiFe4838P | N/A | Selectronic | SPMC482-AU | 36 | 136.8
3818 | PowerPlus Energy | LiFe4838P | N/A | Selectronic | SPMC480-AU | 36 | 136.8
3819 | PowerPlus Energy | LiFe4838P | N/A | Selectronic | SPMC481-AU | 37 | 140.6
3820 | PowerPlus Energy | LiFe4838P | N/A | Selectronic | SPMC482-AU | 37 | 140.6
3821 | PowerPlus Energy | LiFe4838P | N/A | Selectronic | SPMC480-AU | 37 | 140.6
3822 | PowerPlus Energy | LiFe4838P | N/A | Selectronic | SPMC481-AU | 38 | 144.4
3823 | PowerPlus Energy | LiFe4838P | N/A | Selectronic | SPMC482-AU | 38 | 144.4
3824 | PowerPlus Energy | LiFe4838P | N/A | Selectronic | SPMC480-AU | 38 | 144.4
3825 | PowerPlus Energy | LiFe4838P | N/A | Selectronic | SPMC480-AU | 39 | 148.2
3826 | PowerPlus Energy | LiFe4838P | N/A | Selectronic | SPMC482-AU | 39 | 148.2
3827 | PowerPlus Energy | LiFe4838P | N/A | Selectronic | SPMC481-AU | 39 | 148.2
3828 | PowerPlus Energy | LiFe4838P | N/A | Selectronic | SPMC481-AU | 40 | 152
3829 | PowerPlus Energy | LiFe4838P | N/A | Selectronic | SPMC482-AU | 40 | 152
3830 | PowerPlus Energy | LiFe4838P | N/A | Selectronic | SPMC480-AU | 40 | 152
3831 | PowerPlus Energy | LiFe4838P | N/A | Selectronic | SPMC481-AU | 41 | 155.8
3832 | PowerPlus Energy | LiFe4838P | N/A | Selectronic | SPMC482-AU | 41 | 155.8
3833 | PowerPlus Energy | LiFe4838P | N/A | Selectronic | SPMC480-AU | 41 | 155.8
3834 | PowerPlus Energy | LiFe4838P | N/A | Selectronic | SPMC481-AU | 42 | 159.6
3835 | PowerPlus Energy | LiFe4838P | N/A | Selectronic | SPMC482-AU | 42 | 159.6
3836 | PowerPlus Energy | LiFe4838P | N/A | Selectronic | SPMC480-AU | 42 | 159.6
3837 | PowerPlus Energy | LiFe4838P | N/A | Selectronic | SPMC482-AU | 43 | 163.4
3838 | PowerPlus Energy | LiFe4838P | N/A | Selectronic | SPMC481-AU | 43 | 163.4
3839 | PowerPlus Energy | LiFe4838P | N/A | Selectronic | SPMC480-AU | 43 | 163.4
3840 | PowerPlus Energy | LiFe4838P | N/A | Selectronic | SPMC480-AU | 44 | 167.2
3841 | PowerPlus Energy | LiFe4838P | N/A | Selectronic | SPMC481-AU | 44 | 167.2
3842 | PowerPlus Energy | LiFe4838P | N/A | Selectronic | SPMC482-AU | 44 | 167.2
3843 | PowerPlus Energy | LiFe4838P | N/A | Selectronic | SPMC480-AU | 45 | 171
3844 | PowerPlus Energy | LiFe4838P | N/A | Selectronic | SPMC481-AU | 45 | 171
3845 | PowerPlus Energy | LiFe4838P | N/A | Selectronic | SPMC482-AU | 45 | 171
3846 | PowerPlus Energy | LiFe4838P | N/A | Selectronic | SPMC482-AU | 46 | 174.8
3847 | PowerPlus Energy | LiFe4838P | N/A | Selectronic | SPMC481-AU | 46 | 174.8
3848 | PowerPlus Energy | LiFe4838P | N/A | Selectronic | SPMC480-AU | 46 | 174.8
3849 | PowerPlus Energy | LiFe4838P | N/A | Selectronic | SPMC482-AU | 47 | 178.6
3850 | PowerPlus Energy | LiFe4838P | N/A | Selectronic | SPMC480-AU | 47 | 178.6
3851 | PowerPlus Energy | LiFe4838P | N/A | Selectronic | SPMC481-AU | 47 | 178.6
3852 | PowerPlus Energy | LiFe4838P | N/A | Selectronic | SPMC480-AU | 48 | 182.4
3853 | PowerPlus Energy | LiFe4838P | N/A | Selectronic | SPMC482-AU | 48 | 182.4
3854 | PowerPlus Energy | LiFe4838P | N/A | Selectronic | SPMC481-AU | 48 | 182.4
3855 | PowerPlus Energy | LiFe4838P | N/A | Selectronic | SPMC482-AU | 49 | 186.2
3856 | PowerPlus Energy | LiFe4838P | N/A | Selectronic | SPMC481-AU | 49 | 186.2
3857 | PowerPlus Energy | LiFe4838P | N/A | Selectronic | SPMC480-AU | 49 | 186.2
3858 | PowerPlus Energy | LiFe4838P | N/A | Selectronic | SPMC481-AU | 50 | 190
3859 | PowerPlus Energy | LiFe4838P | N/A | Selectronic | SPMC480-AU | 50 | 190
3860 | PowerPlus Energy | LiFe4838P | N/A | Selectronic | SPMC482-AU | 50 | 190
3861 | PowerPlus Energy | LiFe4838P | N/A | Selectronic | SPMC481-AU | 51 | 193.8
3862 | PowerPlus Energy | LiFe4838P | N/A | Selectronic | SPMC482-AU | 51 | 193.8
3863 | PowerPlus Energy | LiFe4838P | N/A | Selectronic | SPMC480-AU | 51 | 193.8
3864 | PowerPlus Energy | LiFe4838P | N/A | Selectronic | SPMC481-AU | 52 | 197.6
3865 | PowerPlus Energy | LiFe4838P | N/A | Selectronic | SPMC482-AU | 52 | 197.6
3866 | PowerPlus Energy | LiFe4838P | N/A | Selectronic | SPMC480-AU | 52 | 197.6
3867 | PowerPlus Energy | LiFe4838P | N/A | Selectronic | SPMC482-AU | 53 | 201.4
3868 | PowerPlus Energy | LiFe4838P | N/A | Selectronic | SPMC480-AU | 53 | 201.4
3869 | PowerPlus Energy | LiFe4838P | N/A | Selectronic | SPMC481-AU | 53 | 201.4
3870 | PowerPlus Energy | LiFe4838P | N/A | Selectronic | SPMC480-AU | 54 | 205.2
3871 | PowerPlus Energy | LiFe4838P | N/A | Selectronic | SPMC481-AU | 54 | 205.2
3872 | PowerPlus Energy | LiFe4838P | N/A | Selectronic | SPMC482-AU | 54 | 205.2
3873 | PowerPlus Energy | LiFe4838P | N/A | Selectronic | SPMC480-AU | 55 | 209
3874 | PowerPlus Energy | LiFe4838P | N/A | Selectronic | SPMC481-AU | 55 | 209
3875 | PowerPlus Energy | LiFe4838P | N/A | Selectronic | SPMC482-AU | 55 | 209
3876 | PowerPlus Energy | LiFe4838P | N/A | Selectronic | SPMC482-AU | 56 | 212.8
3877 | PowerPlus Energy | LiFe4838P | N/A | Selectronic | SPMC481-AU | 56 | 212.8
3878 | PowerPlus Energy | LiFe4838P | N/A | Selectronic | SPMC480-AU | 56 | 212.8
3879 | PowerPlus Energy | LiFe4838P | N/A | Selectronic | SPMC482-AU | 57 | 216.6
3880 | PowerPlus Energy | LiFe4838P | N/A | Selectronic | SPMC480-AU | 57 | 216.6
3881 | PowerPlus Energy | LiFe4838P | N/A | Selectronic | SPMC481-AU | 57 | 216.6
3882 | PowerPlus Energy | LiFe4838P | N/A | Selectronic | SPMC481-AU | 58 | 220.4
3883 | PowerPlus Energy | LiFe4838P | N/A | Selectronic | SPMC482-AU | 58 | 220.4
3884 | PowerPlus Energy | LiFe4838P | N/A | Selectronic | SPMC480-AU | 58 | 220.4
3885 | PowerPlus Energy | LiFe4838P | N/A | Selectronic | SPMC482-AU | 59 | 224.2
3886 | PowerPlus Energy | LiFe4838P | N/A | Selectronic | SPMC480-AU | 59 | 224.2
3887 | PowerPlus Energy | LiFe4838P | N/A | Selectronic | SPMC481-AU | 59 | 224.2
3888 | PowerPlus Energy | LiFe4838P | N/A | Selectronic | SPMC481-AU | 60 | 228
3889 | PowerPlus Energy | LiFe4838P | N/A | Selectronic | SPMC482-AU | 60 | 228
3890 | PowerPlus Energy | LiFe4838P | N/A | Selectronic | SPMC480-AU | 60 | 228
3891 | Pylontech | Force-L1-48-148 | N/A | GoodWe | 5048D-ES | 1 | 6.39
3892 | Pylontech | Force-L1-48-148 | N/A | GoodWe | GW5000S-BP | 1 | 6.39
3893 | Pylontech | US2000 Plus | N/A | GoodWe | GW5048D-ES | 3 | 6.6
3894 | Pylontech | PowerCube-X1-48/192V | N/A | GoodWe | GW10KL-ET | 1 | 8.6
3895 | Pylontech | US2000 Plus | N/A | GoodWe | GW5048D-ES | 4 | 8.8
3896 | Pylontech | Force-L1-48-222 | N/A | GoodWe | GW5000S-BP | 1 | 9.6
3897 | Pylontech | Force-H1-48-144V | N/A | GoodWe | GW5KL-ET | 1 | 9.6
3898 | Pylontech | Force-L1-48-222 | N/A | GoodWe | 5048D-ES | 1 | 9.6
3899 | Pylontech | Force-H1-48-144V | N/A | GoodWe | GW10KL-ET | 1 | 9.6
3900 | Pylontech | PowerCube-X1-48/240V | N/A | GoodWe | GW10KL-ET | 1 | 10.8
3901 | Pylontech | US2000 Plus | N/A | GoodWe | GW5048D-ES | 5 | 11
3902 | Pylontech | Force-L1-48-296 | N/A | GoodWe | GW5000S-BP | 1 | 12.78
3903 | Pylontech | Force-L1-48-296 | N/A | GoodWe | 5048D-ES | 1 | 12.78
3904 | Pylontech | Force-H1-48-192V | N/A | GoodWe | GW5KL-ET | 1 | 12.8
3905 | Pylontech | Force-H1-48-192V | N/A | GoodWe | GW10KL-ET | 1 | 12.8
3906 | Pylontech | PowerCube-X1-48/288V | N/A | GoodWe | GW10KL-ET | 1 | 13
3907 | Pylontech | US2000 Plus | N/A | GoodWe | GW5048D-ES | 6 | 13.2
3908 | Pylontech | PowerCube-X1-48/336V | N/A | GoodWe | GW10KL-ET | 1 | 15.1
3909 | Pylontech | PowerCube-H1-48/384V | N/A | GoodWe | GW10KL-ET | 1 | 17.2
3910 | Pylontech | PowerCube-H1-48/432V | N/A | GoodWe | GW10KL-ET | 1 | 19.4
3911 | Pylontech | PowerCube-H1-48/480V | N/A | GoodWe | GW10KL-ET | 1 | 21.6
3912 | Pylontech | PowerCube-H1-48/528V | N/A | GoodWe | GW10KL-ET | 1 | 23.8
3913 | Pylontech | PowerCube-H1-48/576V | N/A | GoodWe | GW10KL-ET | 1 | 25.9
3914 | Pylontech | N/A | EVOLVE LFP AU - 14kWh | N/A | N/A | 1 | 12.8
3915 | Pylontech | N/A | EVOLVE LFP AU - 28kWh | N/A | N/A | 1 | 25.6
3916 | Pylontech | N/A | EVOLVE LFP AU - 42kWh | N/A | N/A | 1 | 38.4
3917 | Pylontech | US3000 | N/A | Redback | SH5000 | 2 | 6.4
3918 | Pylontech | US2000 | N/A | Redback | SH5000 | 3 | 6.6
3919 | Pylontech | US2000x2, US3000 | N/A | Redback | SH5000 | 1 | 7.6
3920 | Pylontech | RB-HVS-192-50 | N/A | Redback | ST10000 | 1 | 8.6
3921 | Pylontech | US2000, US3000x2 | N/A | Redback | SH5000 | 1 | 8.6
3922 | Pylontech | US2000 | N/A | Redback | SH5000 | 4 | 8.8
3923 | Pylontech | US3000 | N/A | Redback | SH5000 | 3 | 9.6
3924 | Pylontech | US2000x3, US3000 | N/A | Redback | SH5000 | 1 | 9.8
3925 | Pylontech | US2000x2, US3000x2 | N/A | Redback | SH5000 | 1 | 10.8
3926 | Pylontech | US2000x1, US3000x3 | N/A | Redback | SH5000 | 1 | 11.8
3927 | Pylontech | RB-HVS-192-74 | N/A | Redback | ST10000 | 1 | 12.8
3928 | Pylontech | US3000 | N/A | Redback | SH5000 | 4 | 12.8
3929 | Pylontech | RB-HVS-384-50 | N/A | Redback | ST10000 | 1 | 17.3
3930 | Pylontech | RB-HVS-384-74 | N/A | Redback | ST10000 | 1 | 25.6
3931 | Pylontech | US3000C | N/A | Selectronic | SPMC481-AU | 4 | 13.48
3932 | Pylontech | Force-L1-48-148 | N/A | Sofar Solar | HYD 5000-ES | 1 | 6.4
3933 | Pylontech | US3000 | N/A | Sofar Solar | HYD 4000-ES | 2 | 6.4
3934 | Pylontech | US3000 | N/A | Sofar Solar | HYD 3000-ES | 2 | 6.4
3935 | Pylontech | US3000 | N/A | Sofar Solar | HYD 5000-ES | 2 | 6.4
3936 | Pylontech | Force-L1-48-148 | N/A | Sofar Solar | HYD 4000-ES | 1 | 6.4
3937 | Pylontech | US3000 | N/A | Sofar Solar | HYD 3000-ES | 3 | 9.6
3938 | Pylontech | Force-L1-48-222 | N/A | Sofar Solar | HYD 5000-ES | 1 | 9.6
3939 | Pylontech | US3000 | N/A | Sofar Solar | HYD 5000-ES | 3 | 9.6
3940 | Pylontech | Force-L1-48-222 | N/A | Sofar Solar | HYD 4000-ES | 1 | 9.6
3941 | Pylontech | US3000 | N/A | Sofar Solar | HYD 4000-ES | 3 | 9.6
3942 | Pylontech | Force-L1-48-296 | N/A | Sofar Solar | HYD 4000-ES | 1 | 12.8
3943 | Pylontech | US3000 | N/A | Sofar Solar | HYD 4000-ES | 4 | 12.8
3944 | Pylontech | US3000 | N/A | Sofar Solar | HYD 5000-ES | 4 | 12.8
3945 | Pylontech | Force-L1-48-296 | N/A | Sofar Solar | HYD 5000-ES | 1 | 12.8
3946 | Pylontech | US3000 | N/A | Sofar Solar | HYD 3000-ES | 4 | 12.8
3947 | Q CELLS | Q.SAVE B6.8S | N/A | Q CELLS | Q.VOLT H5S | 1 | 6.51
3948 | Q CELLS | Q.SAVE B6.8S | N/A | Q CELLS | Q.VOLT A5S | 1 | 6.51
3949 | Q CELLS | Q.SAVE G2 4kWh B1.1.1 | N/A | Q CELLS | Q.VOLT G2 HYB-5kW.1.1 | 2 | 7.2
3950 | Q CELLS | Q.SAVE G2 4kWh B1.1.1 | N/A | Q CELLS | Q.VOLT G2 HYB-5kW.1.1 | 3 | 10.8
3951 | Q CELLS | Q.SAVE G2 6.3kWh B1.1.1 | N/A | Q CELLS | Q.VOLT G2 HYB-5kW.1.1 | 1 | 11.34
3952 | Q CELLS | Q.SAVE B6.8S | N/A | Q CELLS | Q.VOLT A5S | 2 | 13.02
3953 | Q CELLS | Q.SAVE B6.8S | N/A | Q CELLS | Q.VOLT H5S | 2 | 13.02
3954 | Q CELLS | Q.SAVE G2 6.3kWh B1.1.1 | N/A | Q CELLS | Q.VOLT G2 HYB-5kW.1.1 | 1 | 17.01
3955 | Q CELLS | Q.SAVE B6.8S | N/A | Q CELLS | Q.VOLT A5S | 3 | 19.53
3956 | Q CELLS | Q.SAVE B6.8S | N/A | Q CELLS | Q.VOLT H5S | 3 | 19.53
3957 | RedEarth Energy Storage Pty Ltd | N/A | SRM-208 | N/A | N/A | 1 | 6.56
3958 | RedEarth Energy Storage Pty Ltd | N/A | SRS-108 | N/A | N/A | 1 | 6.56
3959 | RedEarth Energy Storage Pty Ltd | N/A | SRS-208 | N/A | N/A | 1 | 6.56
3960 | RedEarth Energy Storage Pty Ltd | N/A | SRM-108 | N/A | N/A | 1 | 6.56
3961 | RedEarth Energy Storage Pty Ltd | N/A | SRS-112 | N/A | N/A | 1 | 9.84
3962 | RedEarth Energy Storage Pty Ltd | N/A | SRM-212 | N/A | N/A | 1 | 9.84
3963 | RedEarth Energy Storage Pty Ltd | N/A | SRS-212 | N/A | N/A | 1 | 9.84
3964 | RedEarth Energy Storage Pty Ltd | N/A | SRM-112 | N/A | N/A | 1 | 9.84
3965 | RedEarth Energy Storage Pty Ltd | N/A | SRS-116 | N/A | N/A | 1 | 13.12
3966 | RedEarth Energy Storage Pty Ltd | N/A | SRS-216 | N/A | N/A | 1 | 13.12
3967 | RedEarth Energy Storage Pty Ltd | N/A | SRS-318 NS | N/A | N/A | 1 | 14.2
3968 | RedEarth Energy Storage Pty Ltd | N/A | SRS-220 | N/A | N/A | 1 | 16.4
3969 | RedEarth Energy Storage Pty Ltd | N/A | SRS-120 | N/A | N/A | 1 | 16.4
3970 | RedEarth Energy Storage Pty Ltd | N/A | SRS-321 NS | N/A | N/A | 1 | 17.04
3971 | RedEarth Energy Storage Pty Ltd | N/A | SRS-224 | N/A | N/A | 1 | 19.68
3972 | RedEarth Energy Storage Pty Ltd | N/A | SRS-124 | N/A | N/A | 1 | 19.68
3973 | RedEarth Energy Storage Pty Ltd | N/A | SRS-325 NS | N/A | N/A | 1 | 19.88
3974 | RedEarth Energy Storage Pty Ltd | N/A | SRS-328 NS | N/A | N/A | 1 | 22.72
3975 | RedEarth Energy Storage Pty Ltd | N/A | SRS-332 NS | N/A | N/A | 1 | 25.56
3976 | RedEarth Energy Storage Pty Ltd | Troppo-4841 | N/A | Ningbo Deye Inverter Technology Co | SUN-6K-SG04LP1-AU | 2 | 6.56
3977 | RedEarth Energy Storage Pty Ltd | Troppo-4841 | N/A | Ningbo Deye Inverter Technology Co | SUN-12K-SG04LP3-AU | 2 | 6.56
3978 | RedEarth Energy Storage Pty Ltd | Troppo-4841 | N/A | Ningbo Deye Inverter Technology Co | SUN-5K-SG04LP1-AU | 2 | 6.56
3979 | RedEarth Energy Storage Pty Ltd | Troppo-4841 | N/A | Ningbo Deye Inverter Technology Co | SUN-8K-SG05LP1-AU | 2 | 6.56
3980 | RedEarth Energy Storage Pty Ltd | Troppo-4841 | N/A | Ningbo Deye Inverter Technology Co | SUN-8K-SG05LP1-AU | 3 | 9.84
3981 | RedEarth Energy Storage Pty Ltd | Troppo-4841 | N/A | Ningbo Deye Inverter Technology Co | SUN-12K-SG04LP3-AU | 3 | 9.84
3982 | RedEarth Energy Storage Pty Ltd | Troppo-4841 | N/A | Ningbo Deye Inverter Technology Co | SUN-5K-SG04LP1-AU | 3 | 9.84
3983 | RedEarth Energy Storage Pty Ltd | Troppo-4841 | N/A | Ningbo Deye Inverter Technology Co | SUN-6K-SG04LP1-AU | 3 | 9.84
3984 | RedEarth Energy Storage Pty Ltd | Troppo-4841 | N/A | Ningbo Deye Inverter Technology Co | SUN-6K-SG04LP1-AU | 4 | 13.12
3985 | RedEarth Energy Storage Pty Ltd | Troppo-4841 | N/A | Ningbo Deye Inverter Technology Co | SUN-8K-SG05LP1-AU | 4 | 13.12
3986 | RedEarth Energy Storage Pty Ltd | Troppo-4841 | N/A | Ningbo Deye Inverter Technology Co | SUN-12K-SG04LP3-AU | 4 | 13.12
3987 | RedEarth Energy Storage Pty Ltd | Troppo-4841 | N/A | Ningbo Deye Inverter Technology Co | SUN-5K-SG04LP1-AU | 4 | 13.12
3988 | RedEarth Energy Storage Pty Ltd | Troppo-4841 | N/A | Ningbo Deye Inverter Technology Co | SUN-8K-SG05LP1-AU | 5 | 16.4
3989 | RedEarth Energy Storage Pty Ltd | Troppo-4841 | N/A | Ningbo Deye Inverter Technology Co | SUN-5K-SG04LP1-AU | 5 | 16.4
3990 | RedEarth Energy Storage Pty Ltd | Troppo-4841 | N/A | Ningbo Deye Inverter Technology Co | SUN-12K-SG04LP3-AU | 5 | 16.4
3991 | RedEarth Energy Storage Pty Ltd | Troppo-4841 | N/A | Ningbo Deye Inverter Technology Co | SUN-6K-SG04LP1-AU | 5 | 16.4
3992 | RedEarth Energy Storage Pty Ltd | Troppo-4841 | N/A | Ningbo Deye Inverter Technology Co | SUN-5K-SG04LP1-AU | 6 | 19.68
3993 | RedEarth Energy Storage Pty Ltd | Troppo-4841 | N/A | Ningbo Deye Inverter Technology Co | SUN-6K-SG04LP1-AU | 6 | 19.68
3994 | RedEarth Energy Storage Pty Ltd | Troppo-4841 | N/A | Ningbo Deye Inverter Technology Co | SUN-12K-SG04LP3-AU | 6 | 19.68
3995 | RedEarth Energy Storage Pty Ltd | Troppo-4841 | N/A | Ningbo Deye Inverter Technology Co | SUN-8K-SG05LP1-AU | 6 | 19.68
3996 | RedEarth Energy Storage Pty Ltd | Troppo-4841 | N/A | Ningbo Deye Inverter Technology Co | SUN-5K-SG04LP1-AU | 7 | 22.96
3997 | RedEarth Energy Storage Pty Ltd | Troppo-4841 | N/A | Ningbo Deye Inverter Technology Co | SUN-8K-SG05LP1-AU | 7 | 22.96
3998 | RedEarth Energy Storage Pty Ltd | Troppo-4841 | N/A | Ningbo Deye Inverter Technology Co | SUN-6K-SG04LP1-AU | 7 | 22.96
3999 | RedEarth Energy Storage Pty Ltd | Troppo-4841 | N/A | Ningbo Deye Inverter Technology Co | SUN-12K-SG04LP3-AU | 7 | 22.96
4000 | RedEarth Energy Storage Pty Ltd | Troppo-4841 | N/A | Ningbo Deye Inverter Technology Co | SUN-6K-SG04LP1-AU | 8 | 26.24
4001 | RedEarth Energy Storage Pty Ltd | Troppo-4841 | N/A | Ningbo Deye Inverter Technology Co | SUN-12K-SG04LP3-AU | 8 | 26.24
4002 | RedEarth Energy Storage Pty Ltd | Troppo-4841 | N/A | Ningbo Deye Inverter Technology Co | SUN-5K-SG04LP1-AU | 8 | 26.24
4003 | RedEarth Energy Storage Pty Ltd | Troppo-4841 | N/A | Ningbo Deye Inverter Technology Co | SUN-8K-SG05LP1-AU | 8 | 26.24
4004 | RedEarth Energy Storage Pty Ltd | Troppo-4841 | N/A | Ningbo Deye Inverter Technology Co | SUN-12K-SG04LP3-AU | 9 | 29.52
4005 | RedEarth Energy Storage Pty Ltd | Troppo-4841 | N/A | Ningbo Deye Inverter Technology Co | SUN-6K-SG04LP1-AU | 9 | 29.52
4006 | RedEarth Energy Storage Pty Ltd | Troppo-4841 | N/A | Ningbo Deye Inverter Technology Co | SUN-5K-SG04LP1-AU | 9 | 29.52
4007 | RedEarth Energy Storage Pty Ltd | Troppo-4841 | N/A | Ningbo Deye Inverter Technology Co | SUN-8K-SG05LP1-AU | 9 | 29.52
4008 | RedEarth Energy Storage Pty Ltd | Troppo-4841 | N/A | Ningbo Deye Inverter Technology Co | SUN-8K-SG05LP1-AU | 10 | 32.8
4009 | RedEarth Energy Storage Pty Ltd | Troppo-4841 | N/A | Ningbo Deye Inverter Technology Co | SUN-5K-SG04LP1-AU | 10 | 32.8
4010 | RedEarth Energy Storage Pty Ltd | Troppo-4841 | N/A | Ningbo Deye Inverter Technology Co | SUN-12K-SG04LP3-AU | 10 | 32.8
4011 | RedEarth Energy Storage Pty Ltd | Troppo-4841 | N/A | Ningbo Deye Inverter Technology Co | SUN-6K-SG04LP1-AU | 10 | 32.8
4012 | RedEarth Energy Storage Pty Ltd | Troppo-4841 | N/A | Ningbo Deye Inverter Technology Co | SUN-5K-SG04LP1-AU | 11 | 36.08
4013 | RedEarth Energy Storage Pty Ltd | Troppo-4841 | N/A | Ningbo Deye Inverter Technology Co | SUN-6K-SG04LP1-AU | 11 | 36.08
4014 | RedEarth Energy Storage Pty Ltd | Troppo-4841 | N/A | Ningbo Deye Inverter Technology Co | SUN-8K-SG05LP1-AU | 11 | 36.08
4015 | RedEarth Energy Storage Pty Ltd | Troppo-4841 | N/A | Ningbo Deye Inverter Technology Co | SUN-12K-SG04LP3-AU | 11 | 36.08
4016 | RedEarth Energy Storage Pty Ltd | Troppo-4841 | N/A | Ningbo Deye Inverter Technology Co | SUN-12K-SG04LP3-AU | 12 | 39.36
4017 | RedEarth Energy Storage Pty Ltd | Troppo-4841 | N/A | Ningbo Deye Inverter Technology Co | SUN-6K-SG04LP1-AU | 12 | 39.36
4018 | RedEarth Energy Storage Pty Ltd | Troppo-4841 | N/A | Ningbo Deye Inverter Technology Co | SUN-5K-SG04LP1-AU | 12 | 39.36
4019 | RedEarth Energy Storage Pty Ltd | Troppo-4841 | N/A | Ningbo Deye Inverter Technology Co | SUN-8K-SG05LP1-AU | 12 | 39.36
4020 | RedEarth Energy Storage Pty Ltd | Troppo-4841 | N/A | Ningbo Deye Inverter Technology Co | SUN-5K-SG04LP1-AU | 13 | 42.64
4021 | RedEarth Energy Storage Pty Ltd | Troppo-4841 | N/A | Ningbo Deye Inverter Technology Co | SUN-8K-SG05LP1-AU | 13 | 42.64
4022 | RedEarth Energy Storage Pty Ltd | Troppo-4841 | N/A | Ningbo Deye Inverter Technology Co | SUN-6K-SG04LP1-AU | 13 | 42.64
4023 | RedEarth Energy Storage Pty Ltd | Troppo-4841 | N/A | Ningbo Deye Inverter Technology Co | SUN-12K-SG04LP3-AU | 13 | 42.64
4024 | RedEarth Energy Storage Pty Ltd | Troppo-4841 | N/A | Ningbo Deye Inverter Technology Co | SUN-6K-SG04LP1-AU | 14 | 45.92
4025 | RedEarth Energy Storage Pty Ltd | Troppo-4841 | N/A | Ningbo Deye Inverter Technology Co | SUN-5K-SG04LP1-AU | 14 | 45.92
4026 | RedEarth Energy Storage Pty Ltd | Troppo-4841 | N/A | Ningbo Deye Inverter Technology Co | SUN-8K-SG05LP1-AU | 14 | 45.92
4027 | RedEarth Energy Storage Pty Ltd | Troppo-4841 | N/A | Ningbo Deye Inverter Technology Co | SUN-12K-SG04LP3-AU | 14 | 45.92
4028 | RedEarth Energy Storage Pty Ltd | Troppo-4841 | N/A | Ningbo Deye Inverter Technology Co | SUN-12K-SG04LP3-AU | 15 | 49.2
4029 | RedEarth Energy Storage Pty Ltd | Troppo-4841 | N/A | Ningbo Deye Inverter Technology Co | SUN-5K-SG04LP1-AU | 15 | 49.2
4030 | RedEarth Energy Storage Pty Ltd | Troppo-4841 | N/A | Ningbo Deye Inverter Technology Co | SUN-8K-SG05LP1-AU | 15 | 49.2
4031 | RedEarth Energy Storage Pty Ltd | Troppo-4841 | N/A | Ningbo Deye Inverter Technology Co | SUN-6K-SG04LP1-AU | 15 | 49.2
4032 | RedEarth Energy Storage Pty Ltd | Troppo-4841 | N/A | Ningbo Deye Inverter Technology Co | SUN-6K-SG04LP1-AU | 16 | 52.48
4033 | RedEarth Energy Storage Pty Ltd | Troppo-4841 | N/A | Ningbo Deye Inverter Technology Co | SUN-5K-SG04LP1-AU | 16 | 52.48
4034 | RedEarth Energy Storage Pty Ltd | Troppo-4841 | N/A | Ningbo Deye Inverter Technology Co | SUN-8K-SG05LP1-AU | 16 | 52.48
4035 | RedEarth Energy Storage Pty Ltd | Troppo-4841 | N/A | Ningbo Deye Inverter Technology Co | SUN-12K-SG04LP3-AU | 16 | 52.48
4036 | RedEarth Energy Storage Pty Ltd | Troppo-4841 | N/A | Ningbo Deye Inverter Technology Co | SUN-12K-SG04LP3-AU | 17 | 55.76
4037 | RedEarth Energy Storage Pty Ltd | Troppo-4841 | N/A | Ningbo Deye Inverter Technology Co | SUN-6K-SG04LP1-AU | 17 | 55.76
4038 | RedEarth Energy Storage Pty Ltd | Troppo-4841 | N/A | Ningbo Deye Inverter Technology Co | SUN-8K-SG05LP1-AU | 17 | 55.76
4039 | RedEarth Energy Storage Pty Ltd | Troppo-4841 | N/A | Ningbo Deye Inverter Technology Co | SUN-5K-SG04LP1-AU | 17 | 55.76
4040 | RedEarth Energy Storage Pty Ltd | Troppo-4841 | N/A | Ningbo Deye Inverter Technology Co | SUN-12K-SG04LP3-AU | 18 | 59.04
4041 | RedEarth Energy Storage Pty Ltd | Troppo-4841 | N/A | Ningbo Deye Inverter Technology Co | SUN-5K-SG04LP1-AU | 18 | 59.04
4042 | RedEarth Energy Storage Pty Ltd | Troppo-4841 | N/A | Ningbo Deye Inverter Technology Co | SUN-6K-SG04LP1-AU | 18 | 59.04
4043 | RedEarth Energy Storage Pty Ltd | Troppo-4841 | N/A | Ningbo Deye Inverter Technology Co | SUN-8K-SG05LP1-AU | 18 | 59.04
4044 | RedEarth Energy Storage Pty Ltd | Troppo-4841 | N/A | Ningbo Deye Inverter Technology Co | SUN-6K-SG04LP1-AU | 19 | 62.32
4045 | RedEarth Energy Storage Pty Ltd | Troppo-4841 | N/A | Ningbo Deye Inverter Technology Co | SUN-5K-SG04LP1-AU | 19 | 62.32
4046 | RedEarth Energy Storage Pty Ltd | Troppo-4841 | N/A | Ningbo Deye Inverter Technology Co | SUN-8K-SG05LP1-AU | 19 | 62.32
4047 | RedEarth Energy Storage Pty Ltd | Troppo-4841 | N/A | Ningbo Deye Inverter Technology Co | SUN-12K-SG04LP3-AU | 19 | 62.32
4048 | RedEarth Energy Storage Pty Ltd | Troppo-4841 | N/A | Ningbo Deye Inverter Technology Co | SUN-6K-SG04LP1-AU | 20 | 65.6
4049 | RedEarth Energy Storage Pty Ltd | Troppo-4841 | N/A | Ningbo Deye Inverter Technology Co | SUN-5K-SG04LP1-AU | 20 | 65.6
4050 | RedEarth Energy Storage Pty Ltd | Troppo-4841 | N/A | Ningbo Deye Inverter Technology Co | SUN-12K-SG04LP3-AU | 20 | 65.6
4051 | RedEarth Energy Storage Pty Ltd | Troppo-4841 | N/A | Ningbo Deye Inverter Technology Co | SUN-8K-SG05LP1-AU | 20 | 65.6
4052 | Redback | N/A | SB7200 | N/A | N/A | 1 | 6.5
4053 | Redback | N/A | SB9600 | N/A | N/A | 1 | 8.64
4054 | Redback | N/A | SB14200 | N/A | N/A | 1 | 12.78
4055 | Redback | US3000 | N/A | Redback | SH5000 | 2 | 6.4
4056 | Redx | N/A | RX-2505AC | N/A | N/A | 2 | 9.6
4057 | Redx | N/A | RX-2505AC | N/A | N/A | 3 | 14.4
4058 | Redx | N/A | RX-2505AC | N/A | N/A | 4 | 19.2
4059 | Redx | N/A | RX-2505AC | N/A | N/A | 5 | 24
4060 | Redx | N/A | RX-2505AC | N/A | N/A | 6 | 28.8
4061 | Redx | RX-0050B | N/A | Redx | RX-5000AC | 2 | 9.2
4062 | Redx | RX-0050 | N/A | Redx | RX-5000AC | 2 | 9.2
4063 | Redx | RX-0050B | N/A | Redx | RX-7000HY | 2 | 9.2
4064 | Redx | RX-0050B | N/A | Redx | RX-5000HY | 2 | 9.2
4065 | Redx | RX-0050 | N/A | Redx | RX-5000HY | 2 | 9.2
4066 | Redx | RX-0050 | N/A | Redx | RX-7000HY | 2 | 9.2
4067 | Redx | RX-0050 | N/A | Redx | RX-5000AC | 3 | 13.8
4068 | Redx | RX-0050B | N/A | Redx | RX-7000HY | 3 | 13.8
4069 | Redx | RX-0050B | N/A | Redx | RX-5000AC | 3 | 13.8
4070 | Redx | RX-0050 | N/A | Redx | RX-7000HY | 3 | 13.8
4071 | Redx | RX-0050 | N/A | Redx | RX-5000HY | 3 | 13.8
4072 | Redx | RX-0050B | N/A | Redx | RX-5000HY | 3 | 13.8
4073 | Redx | RX-0050 | N/A | Redx | RX-5000HY | 4 | 18.4
4074 | Redx | RX-0050B | N/A | Redx | RX-5000AC | 4 | 18.4
4075 | Redx | RX-0050B | N/A | Redx | RX-5000HY | 4 | 18.4
4076 | Redx | RX-0050 | N/A | Redx | RX-5000AC | 4 | 18.4
4077 | Redx | RX-0050B | N/A | Redx | RX-7000HY | 4 | 18.4
4078 | Redx | RX-0050 | N/A | Redx | RX-7000HY | 4 | 18.4
4079 | Redx | RX-0050B | N/A | Redx | RX-7000HY | 5 | 23
4080 | Redx | RX-0050 | N/A | Redx | RX-7000HY | 5 | 23
4081 | Redx | RX-0050B | N/A | Redx | RX-5000HY | 5 | 23
4082 | Redx | RX-0050B | N/A | Redx | RX-5000AC | 5 | 23
4083 | Redx | RX-0050 | N/A | Redx | RX-5000AC | 5 | 23
4084 | Redx | RX-0050 | N/A | Redx | RX-5000HY | 5 | 23
4085 | Redx | RX-0050 | N/A | Redx | RX-5000HY | 6 | 27.6
4086 | Redx | RX-0050 | N/A | Redx | RX-7000HY | 6 | 27.6
4087 | Redx | RX-0050B | N/A | Redx | RX-7000HY | 6 | 27.6
4088 | Redx | RX-0050B | N/A | Redx | RX-5000HY | 6 | 27.6
4089 | Redx | RX-0050B | N/A | Redx | RX-5000AC | 6 | 27.6
4090 | Redx | RX-0050 | N/A | Redx | RX-5000AC | 6 | 27.6
4091 | Redx | RX-0050 | N/A | Redx | RX-5000HY | 7 | 32.2
4092 | Redx | RX-0050 | N/A | Redx | RX-5000AC | 7 | 32.2
4093 | Redx | RX-0050 | N/A | Redx | RX-7000HY | 7 | 32.2
4094 | Redx | RX-0050B | N/A | Redx | RX-5000HY | 7 | 32.2
4095 | Redx | RX-0050B | N/A | Redx | RX-7000HY | 7 | 32.2
4096 | Redx | RX-0050B | N/A | Redx | RX-5000AC | 7 | 32.2
4097 | Redx | RX-0050B | N/A | Redx | RX-7000HY | 8 | 36.8
4098 | Redx | RX-0050 | N/A | Redx | RX-5000AC | 8 | 36.8
4099 | Redx | RX-0050B | N/A | Redx | RX-5000AC | 8 | 36.8
4100 | Redx | RX-0050 | N/A | Redx | RX-5000HY | 8 | 36.8
4101 | Redx | RX-0050B | N/A | Redx | RX-5000HY | 8 | 36.8
4102 | Redx | RX-0050 | N/A | Redx | RX-7000HY | 8 | 36.8
4103 | SAJ | B2-10.0-HV1 | N/A | SAJ | H2-10K-S3-A | 2 | 9
4104 | SAJ | B2-10.0-HV5 | N/A | SAJ | H2-6K-S3 | 2 | 9
4105 | SAJ | B2-10.0-HV1 | N/A | SAJ | H2-5K-S3 | 2 | 9
4106 | SAJ | B2-10.0-HV5 | N/A | SAJ | H2-5K-S3 | 2 | 9
4107 | SAJ | B2-10.0-HV5 | N/A | SAJ | H2-10K-S3-A | 2 | 9
4108 | SAJ | B2-10.0-HV5 | N/A | SAJ | H2-10K-S3 | 2 | 9
4109 | SAJ | B2-10.0-HV5 | N/A | SAJ | H2-8K-T2 | 2 | 9
4110 | SAJ | B2-10.0-HV5 | N/A | SAJ | H2-5K-S2 | 2 | 9
4111 | SAJ | B2-10.0-HV1 | N/A | SAJ | H2-10K-T2 | 2 | 9
4112 | SAJ | B2-10.0-HV1 | N/A | SAJ | H2-8K-T2 | 2 | 9
4113 | SAJ | B2-10.0-HV1 | N/A | SAJ | H2-5K-T2 | 2 | 9
4114 | SAJ | B2-10.0-HV1 | N/A | SAJ | H2-5K-S2 | 2 | 9
4115 | SAJ | B2-10.0-HV1 | N/A | SAJ | H2-6K-S2 | 2 | 9
4116 | SAJ | B2-10.0-HV1 | N/A | SAJ | H2-6K-T2 | 2 | 9
4117 | SAJ | B2-10.0-HV5 | N/A | SAJ | H2-6K-T2 | 2 | 9
4118 | SAJ | B2-10.0-HV5 | N/A | SAJ | H2-10K-T2 | 2 | 9
4119 | SAJ | B2-10.0-HV1 | N/A | SAJ | H2-6K-S3 | 2 | 9
4120 | SAJ | B2-10.0-HV1 | N/A | SAJ | H2-8K-S3 | 2 | 9
4121 | SAJ | B2-10.0-HV5 | N/A | SAJ | H2-8K-S3 | 2 | 9
4122 | SAJ | B2-10.0-HV1 | N/A | SAJ | H2-10K-S3 | 2 | 9
4123 | SAJ | B2-10.0-HV5 | N/A | SAJ | H2-6K-S2 | 2 | 9
4124 | SAJ | B2-10.0-HV5 | N/A | SAJ | H2-5K-T2 | 2 | 9
4125 | SAJ | B2-15.0-HV5 | N/A | SAJ | H2-5K-T2 | 3 | 13.5
4126 | SAJ | B2-15.0-HV5 | N/A | SAJ | H2-8K-T2 | 3 | 13.5
4127 | SAJ | B2-15.0-HV1 | N/A | SAJ | H2-5K-T2 | 3 | 13.5
4128 | SAJ | B2-15.0-HV1 | N/A | SAJ | H2-6K-T2 | 3 | 13.5
4129 | SAJ | B2-15.0-HV1 | N/A | SAJ | H2-10K-T2 | 3 | 13.5
4130 | SAJ | B2-15.0-HV5 | N/A | SAJ | H2-10K-T2 | 3 | 13.5
4131 | SAJ | B2-15.0-HV5 | N/A | SAJ | H2-6K-T2 | 3 | 13.5
4132 | SAJ | B2-15.0-HV1 | N/A | SAJ | H2-6K-S3 | 3 | 13.5
4133 | SAJ | B2-15.0-HV1 | N/A | SAJ | H2-8K-T2 | 3 | 13.5
4134 | SAJ | B2-15.0-HV5 | N/A | SAJ | H2-6K-S2 | 3 | 13.5
4135 | SAJ | B2-15.0-HV1 | N/A | SAJ | H2-8K-S3 | 3 | 13.5
4136 | SAJ | B2-15.0-HV1 | N/A | SAJ | H2-10K-S3-A | 3 | 13.5
4137 | SAJ | B2-15.0-HV5 | N/A | SAJ | H2-5K-S3 | 3 | 13.5
4138 | SAJ | B2-15.0-HV1 | N/A | SAJ | H2-6K-S2 | 3 | 13.5
4139 | SAJ | B2-15.0-HV1 | N/A | SAJ | H2-5K-S2 | 3 | 13.5
4140 | SAJ | B2-15.0-HV5 | N/A | SAJ | H2-8K-S3 | 3 | 13.5
4141 | SAJ | B2-15.0-HV5 | N/A | SAJ | H2-10K-S3-A | 3 | 13.5
4142 | SAJ | B2-15.0-HV1 | N/A | SAJ | H2-10K-S3 | 3 | 13.5
4143 | SAJ | B2-15.0-HV5 | N/A | SAJ | H2-5K-S2 | 3 | 13.5
4144 | SAJ | B2-15.0-HV1 | N/A | SAJ | H2-5K-S3 | 3 | 13.5
4145 | SAJ | B2-15.0-HV5 | N/A | SAJ | H2-10K-S3 | 3 | 13.5
4146 | SAJ | B2-15.0-HV5 | N/A | SAJ | H2-6K-S3 | 3 | 13.5
4147 | SAJ | B2-20.0-HV1 | N/A | SAJ | H2-10K-S3 | 4 | 18
4148 | SAJ | B2-20.0-HV5 | N/A | SAJ | H2-10K-S3 | 4 | 18
4149 | SAJ | B2-20.0-HV5 | N/A | SAJ | H2-10K-S3-A | 4 | 18
4150 | SAJ | B2-20.0-HV1 | N/A | SAJ | H2-5K-S3 | 4 | 18
4151 | SAJ | B2-20.0-HV5 | N/A | SAJ | H2-6K-S3 | 4 | 18
4152 | SAJ | B2-20.0-HV5 | N/A | SAJ | H2-8K-T2 | 4 | 18
4153 | SAJ | B2-20.0-HV5 | N/A | SAJ | H2-8K-S3 | 4 | 18
4154 | SAJ | B2-20.0-HV1 | N/A | SAJ | H2-6K-T2 | 4 | 18
4155 | SAJ | B2-20.0-HV1 | N/A | SAJ | H2-5K-T2 | 4 | 18
4156 | SAJ | B2-20.0-HV5 | N/A | SAJ | H2-5K-T2 | 4 | 18
4157 | SAJ | B2-20.0-HV5 | N/A | SAJ | H2-5K-S3 | 4 | 18
4158 | SAJ | B2-20.0-HV1 | N/A | SAJ | H2-8K-S3 | 4 | 18
4159 | SAJ | B2-20.0-HV1 | N/A | SAJ | H2-10K-S3-A | 4 | 18
4160 | SAJ | B2-20.0-HV1 | N/A | SAJ | H2-6K-S3 | 4 | 18
4161 | SAJ | B2-20.0-HV5 | N/A | SAJ | H2-10K-T2 | 4 | 18
4162 | SAJ | B2-20.0-HV1 | N/A | SAJ | H2-8K-T2 | 4 | 18
4163 | SAJ | B2-20.0-HV5 | N/A | SAJ | H2-6K-S2 | 4 | 18
4164 | SAJ | B2-20.0-HV1 | N/A | SAJ | H2-10K-T2 | 4 | 18
4165 | SAJ | B2-20.0-HV1 | N/A | SAJ | H2-6K-S2 | 4 | 18
4166 | SAJ | B2-20.0-HV1 | N/A | SAJ | H2-5K-S2 | 4 | 18
4167 | SAJ | B2-20.0-HV5 | N/A | SAJ | H2-5K-S2 | 4 | 18
4168 | SAJ | B2-20.0-HV5 | N/A | SAJ | H2-6K-T2 | 4 | 18
4169 | SAJ | B2-25.0-HV5 | N/A | SAJ | H2-6K-S2 | 5 | 22.5
4170 | SAJ | B2-25.0-HV5 | N/A | SAJ | H2-5K-S2 | 5 | 22.5
4171 | SAJ | B2-25.0-HV1 | N/A | SAJ | H2-5K-T2 | 5 | 22.5
4172 | SAJ | B2-25.0-HV5 | N/A | SAJ | H2-5K-T2 | 5 | 22.5
4173 | SAJ | B2-25.0-HV5 | N/A | SAJ | H2-8K-T2 | 5 | 22.5
4174 | SAJ | B2-25.0-HV1 | N/A | SAJ | H2-8K-T2 | 5 | 22.5
4175 | SAJ | B2-25.0-HV1 | N/A | SAJ | H2-6K-S2 | 5 | 22.5
4176 | SAJ | B2-25.0-HV1 | N/A | SAJ | H2-6K-T2 | 5 | 22.5
4177 | SAJ | B2-25.0-HV5 | N/A | SAJ | H2-10K-T2 | 5 | 22.5
4178 | SAJ | B2-25.0-HV1 | N/A | SAJ | H2-10K-T2 | 5 | 22.5
4179 | SAJ | B2-25.0-HV1 | N/A | SAJ | H2-5K-S2 | 5 | 22.5
4180 | SAJ | B2-25.0-HV5 | N/A | SAJ | H2-6K-T2 | 5 | 22.5
4181 | SENEC | N/A | SENEC.Home V3 Hybrid 10 | N/A | N/A | 1 | 9
4182 | SOLPLANET | Ai-LB 10K Pro | N/A | Aiswei | ASW6000H-S2 | 1 | 9.22
4183 | SOLPLANET | Ai-LB 10K Pro | N/A | Aiswei | ASW5000H-S2 | 1 | 9.22
4184 | SOLPLANET | Ai-LB 10K Pro | N/A | Aiswei | ASW4000H-S2 | 1 | 9.22
4185 | SOLPLANET | Ai-LB 10K Pro | N/A | Aiswei | ASW3680H-S2 | 1 | 9.22
4186 | SOLPLANET | Ai-LB 10K Pro | N/A | Aiswei | ASW3000H-S2 | 1 | 9.22
4187 | SPHERE | SP-5KW-LB2 | N/A | Tempo (Aust) Pty Ltd | SP-5.5KW-HBI | 2 | 9.22
4188 | SPHERE | SP-5KW-LB2 | N/A | Tempo (Aust) Pty Ltd | SP-5KW-HBI | 2 | 9.22
4189 | SPHERE | SP-5KW-LB2 | N/A | Tempo (Aust) Pty Ltd | SP-4.6KW-HBI | 2 | 9.22
4190 | SPHERE | SP-5KW-LB2 | N/A | Tempo (Aust) Pty Ltd | SP-5KW-HBI | 3 | 13.83
4191 | SPHERE | SP-5KW-LB2 | N/A | Tempo (Aust) Pty Ltd | SP-5.5KW-HBI | 3 | 13.83
4192 | SPHERE | SP-5KW-LB2 | N/A | Tempo (Aust) Pty Ltd | SP-4.6KW-HBI | 3 | 13.83
4193 | SPHERE | SP-5KW-LB2 | N/A | Tempo (Aust) Pty Ltd | SP-4.6KW-HBI | 4 | 18.44
4194 | SPHERE | SP-5KW-LB2 | N/A | Tempo (Aust) Pty Ltd | SP-5KW-HBI | 4 | 18.44
4195 | SPHERE | SP-5KW-LB2 | N/A | Tempo (Aust) Pty Ltd | SP-5.5KW-HBI | 4 | 18.44
4196 | SYL | SH-4.5KWH(LFP) | N/A | GoodWe | GW3648D-ES | 2 | 8.1
4197 | SYL | SH-4.5KWH(LFP) | N/A | GoodWe | GW3600S-BP | 2 | 8.1
4198 | SYL | GBL5.8K3 | N/A | GoodWe | GW5048D-ES | 2 | 10.6
4199 | SYL | GBL5.8K3 | N/A | GoodWe | GW3648D-ES | 2 | 10.6
4200 | SYL | GBL5.8K3 | N/A | GoodWe | GW5000S-BP | 2 | 10.6
4201 | SYL | GBL5.8K3 | N/A | GoodWe | GW3600S-BP | 2 | 10.6
4202 | SYL | SH-4.5KWH(LFP) | N/A | GoodWe | GW3648D-ES | 3 | 12.2
4203 | SYL | SH-4.5KWH(LFP) | N/A | GoodWe | GW3600S-BP | 3 | 12.2
4204 | SYL | SH-4.5KWH(LFP) | N/A | GoodWe | GW3648D-ES | 4 | 16.2
4205 | SYL | SH-4.5KWH(LFP) | N/A | GoodWe | GW3600S-BP | 4 | 16.2
4206 | Sofar Solar | GTX3000-H4 | N/A | Sofar Solar | ME 15KTL-3PH | 1 | 9
4207 | Sofar Solar | GTX3000-H4 | N/A | Sofar Solar | ME 20KTL-3PH | 1 | 9
4208 | Sofar Solar | GTX3000-H4 | N/A | Sofar Solar | HYD 8KTL-3PH | 1 | 9
4209 | Sofar Solar | GTX3000-H4 | N/A | Sofar Solar | HYD 6KTL-3PH | 1 | 9
4210 | Sofar Solar | GTX3000-H4 | N/A | Sofar Solar | HYD 5KTL-3PH | 1 | 9
4211 | Sofar Solar | GTX3000-H4 | N/A | Sofar Solar | HYD 5000 TL-3PH | 4 | 9
4212 | Sofar Solar | GTX3000-H5 | N/A | Sofar Solar | HYD 5000 TL-3PH | 5 | 9
4213 | Sofar Solar | GTX3000-H6 | N/A | Sofar Solar | HYD 5000 TL-3PH | 6 | 9
4214 | Sofar Solar | GTX3000-H7 | N/A | Sofar Solar | HYD 5000 TL-3PH | 7 | 9
4215 | Sofar Solar | GTX3000-H8 | N/A | Sofar Solar | HYD 5000 TL-3PH | 8 | 9
4216 | Sofar Solar | GTX3000-H9 | N/A | Sofar Solar | HYD 5000 TL-3PH | 9 | 9
4217 | Sofar Solar | GTX3000-H4 | N/A | Sofar Solar | ME 8KTL-3PH | 1 | 9
4218 | Sofar Solar | GTX3000-H4 | N/A | Sofar Solar | ME 6KTL-3PH | 1 | 9
4219 | Sofar Solar | GTX3000-H4 | N/A | Sofar Solar | HYD 20KTL-3PH | 1 | 9
4220 | Sofar Solar | GTX3000-H4 | N/A | Sofar Solar | ME 5KTL-3PH | 1 | 9
4221 | Sofar Solar | GTX3000-H4 | N/A | Sofar Solar | ME 10KTL-3PH | 1 | 9
4222 | Sofar Solar | GTX3000-H4 | N/A | Sofar Solar | HYD 15KTL-3PH | 1 | 9
4223 | Sofar Solar | GTX3000-H4 | N/A | Sofar Solar | HYD 10KTL-3PH | 1 | 9
4224 | Sofar Solar | GTX5000 | N/A | Sofar Solar | HYD 6000-EP | 2 | 9.2
4225 | Sofar Solar | GTX5000 | N/A | Sofar Solar | HYD 4600-ES | 2 | 9.2
4226 | Sofar Solar | GTX5000 | N/A | Sofar Solar | HYD 4000-ES | 2 | 9.2
4227 | Sofar Solar | GTX5000-Pro | N/A | Sofar Solar | HYD 3000-EP | 2 | 9.2
4228 | Sofar Solar | GTX5000-Pro | N/A | Sofar Solar | ME 3000SP | 2 | 9.2
4229 | Sofar Solar | GTX5000-Pro | N/A | Sofar Solar | HYD 3680-EP | 2 | 9.2
4230 | Sofar Solar | GTX5000-Pro | N/A | Sofar Solar | HYD 4000-EP | 2 | 9.2
4231 | Sofar Solar | GTX5000-Pro | N/A | Sofar Solar | HYD 4680-EP | 2 | 9.2
4232 | Sofar Solar | GTX5000 | N/A | Sofar Solar | HYD 4000-EP | 2 | 9.2
4233 | Sofar Solar | GTX5000 | N/A | Sofar Solar | HYD 5000-EP | 2 | 9.2
4234 | Sofar Solar | GTX5000-Pro | N/A | Sofar Solar | HYD 5000-EP | 2 | 9.2
4235 | Sofar Solar | GTX5000 | N/A | Sofar Solar | HYD 6000-ES | 2 | 9.2
4236 | Sofar Solar | GTX5000 | N/A | Sofar Solar | HYD 4680-EP | 2 | 9.2
4237 | Sofar Solar | GTX5000 | N/A | Sofar Solar | HYD 3680-EP | 2 | 9.2
4238 | Sofar Solar | GTX5000-Pro | N/A | Sofar Solar | HYD 5500-EP | 2 | 9.2
4239 | Sofar Solar | GTX5000-Pro | N/A | Sofar Solar | HYD 6000-EP | 2 | 9.2
4240 | Sofar Solar | GTX5000 | N/A | Sofar Solar | ME 3000SP | 2 | 9.2
4241 | Sofar Solar | GTX5000-Pro | N/A | Sofar Solar | HYD 6000-ES | 2 | 9.2
4242 | Sofar Solar | GTX5000-Pro | N/A | Sofar Solar | HYD 5000-ES | 2 | 9.2
4243 | Sofar Solar | GTX5000-Pro | N/A | Sofar Solar | HYD 4600-ES | 2 | 9.2
4244 | Sofar Solar | GTX5000-Pro | N/A | Sofar Solar | HYD 4000-ES | 2 | 9.2
4245 | Sofar Solar | GTX5000-Pro | N/A | Sofar Solar | HYD 3600-ES | 2 | 9.2
4246 | Sofar Solar | GTX5000-Pro | N/A | Sofar Solar | HYD 3000-ES | 2 | 9.2
4247 | Sofar Solar | GTX5000 | N/A | Sofar Solar | HYD 3000-EP | 2 | 9.2
4248 | Sofar Solar | GTX5000 | N/A | Sofar Solar | HYD 5500-EP | 2 | 9.2
4249 | Sofar Solar | GTX5000 | N/A | Sofar Solar | HYD 3000-ES | 2 | 9.2
4250 | Sofar Solar | GTX5000 | N/A | Sofar Solar | HYD 5000-ES | 2 | 9.2
4251 | Sofar Solar | GTX5000 | N/A | Sofar Solar | HYD 3600-ES | 2 | 9.2
4252 | Sofar Solar | BTS5k | N/A | Sofar Solar | ME 10KTL-3PH | 2 | 9.5
4253 | Sofar Solar | BTS5k | N/A | Sofar Solar | ESI 3.68K-S1 | 2 | 9.5
4254 | Sofar Solar | BTS5k | N/A | Sofar Solar | HYD 5KTL-3PH | 2 | 9.5
4255 | Sofar Solar | BTS5k | N/A | Sofar Solar | ME 15KTL-3PH | 2 | 9.5
4256 | Sofar Solar | BTS5k | N/A | Sofar Solar | ME 20KTL-3PH | 2 | 9.5
4257 | Sofar Solar | BTS5k | N/A | Sofar Solar | ME 5KTL-3PH | 2 | 9.5
4258 | Sofar Solar | BTS5k | N/A | Sofar Solar | ME 6KTL-3PH | 2 | 9.5
4259 | Sofar Solar | BTS5k | N/A | Sofar Solar | ME 8KTL-3PH | 2 | 9.5
4260 | Sofar Solar | BTS5k | N/A | Sofar Solar | HYD 20KTL-3PH | 2 | 9.5
4261 | Sofar Solar | BTS5k | N/A | Sofar Solar | HYD 8KTL-3PH | 2 | 9.5
4262 | Sofar Solar | BTS5k | N/A | Sofar Solar | HYD 6KTL-3PH | 2 | 9.5
4263 | Sofar Solar | BTS5k | N/A | Sofar Solar | ESI 5K-S1 | 2 | 9.5
4264 | Sofar Solar | BTS5k | N/A | Sofar Solar | ESI 4K-S1 | 2 | 9.5
4265 | Sofar Solar | BTS5k | N/A | Sofar Solar | HYD 15KTL-3PH | 2 | 9.5
4266 | Sofar Solar | BTS5k | N/A | Sofar Solar | ESI 4.6K-S1 | 2 | 9.5
4267 | Sofar Solar | BTS5k | N/A | Sofar Solar | HYD 10KTL-3PH | 2 | 9.5
4268 | Sofar Solar | BTS5k | N/A | Sofar Solar | ESI 6K-S1 | 2 | 9.5
4269 | Sofar Solar | BTS5k | N/A | Sofar Solar | ESI 3K-S1 | 2 | 9.5
4270 | Sofar Solar | GTX3000-H5 | N/A | Sofar Solar | ME 20KTL-3PH | 1 | 11.25
4271 | Sofar Solar | GTX3000-H5 | N/A | Sofar Solar | HYD 20KTL-3PH | 1 | 11.25
4272 | Sofar Solar | GTX3000-H5 | N/A | Sofar Solar | ME 6KTL-3PH | 1 | 11.25
4273 | Sofar Solar | GTX3000-H5 | N/A | Sofar Solar | ME 8KTL-3PH | 1 | 11.25
4274 | Sofar Solar | GTX3000-H5 | N/A | Sofar Solar | HYD 10KTL-3PH | 1 | 11.25
4275 | Sofar Solar | GTX3000-H5 | N/A | Sofar Solar | ME 10KTL-3PH | 1 | 11.25
4276 | Sofar Solar | GTX3000-H5 | N/A | Sofar Solar | HYD 8KTL-3PH | 1 | 11.25
4277 | Sofar Solar | GTX3000-H5 | N/A | Sofar Solar | ME 5KTL-3PH | 1 | 11.25
4278 | Sofar Solar | GTX3000-H5 | N/A | Sofar Solar | ME 15KTL-3PH | 1 | 11.25
4279 | Sofar Solar | GTX3000-H5 | N/A | Sofar Solar | HYD 15KTL-3PH | 1 | 11.25
4280 | Sofar Solar | GTX3000-H5 | N/A | Sofar Solar | HYD 6KTL-3PH | 1 | 11.25
4281 | Sofar Solar | GTX3000-H5 | N/A | Sofar Solar | HYD 5KTL-3PH | 1 | 11.25
4282 | Sofar Solar | GTX3000-H4 | N/A | Sofar Solar | HYD 6000 TL-3PH | 4 | 11.3
4283 | Sofar Solar | GTX3000-H5 | N/A | Sofar Solar | HYD 6000 TL-3PH | 5 | 11.3
4284 | Sofar Solar | GTX3000-H7 | N/A | Sofar Solar | HYD 6000 TL-3PH | 7 | 11.3
4285 | Sofar Solar | GTX3000-H6 | N/A | Sofar Solar | HYD 6000 TL-3PH | 6 | 11.3
4286 | Sofar Solar | GTX3000-H10 | N/A | Sofar Solar | HYD 5000 TL-3PH | 10 | 11.3
4287 | Sofar Solar | GTX3000-H8 | N/A | Sofar Solar | HYD 6000 TL-3PH | 8 | 11.3
4288 | Sofar Solar | GTX3000-H6 | N/A | Sofar Solar | HYD 8KTL-3PH | 1 | 13.5
4289 | Sofar Solar | GTX3000-H6 | N/A | Sofar Solar | HYD 20KTL-3PH | 1 | 13.5
4290 | Sofar Solar | GTX3000-H6 | N/A | Sofar Solar | ME 5KTL-3PH | 1 | 13.5
4291 | Sofar Solar | GTX3000-H6 | N/A | Sofar Solar | HYD 15KTL-3PH | 1 | 13.5
4292 | Sofar Solar | GTX3000-H6 | N/A | Sofar Solar | ME 8KTL-3PH | 1 | 13.5
4293 | Sofar Solar | GTX3000-H6 | N/A | Sofar Solar | ME 6KTL-3PH | 1 | 13.5
4294 | Sofar Solar | GTX3000-H6 | N/A | Sofar Solar | HYD 5KTL-3PH | 1 | 13.5
4295 | Sofar Solar | GTX3000-H6 | N/A | Sofar Solar | ME 15KTL-3PH | 1 | 13.5
4296 | Sofar Solar | GTX3000-H7 | N/A | Sofar Solar | HYD 8000 TL-3PH | 7 | 13.5
4297 | Sofar Solar | GTX3000-H6 | N/A | Sofar Solar | HYD 8000 TL-3PH | 6 | 13.5
4298 | Sofar Solar | GTX3000-H6 | N/A | Sofar Solar | ME 10KTL-3PH | 1 | 13.5
4299 | Sofar Solar | GTX3000-H4 | N/A | Sofar Solar | HYD 8000 TL-3PH | 4 | 13.5
4300 | Sofar Solar | GTX3000-H5 | N/A | Sofar Solar | HYD 8000 TL-3PH | 5 | 13.5
4301 | Sofar Solar | GTX3000-H9 | N/A | Sofar Solar | HYD 6000 TL-3PH | 9 | 13.5
4302 | Sofar Solar | GTX3000-H6 | N/A | Sofar Solar | HYD 10KTL-3PH | 1 | 13.5
4303 | Sofar Solar | GTX3000-H6 | N/A | Sofar Solar | ME 20KTL-3PH | 1 | 13.5
4304 | Sofar Solar | GTX3000-H6 | N/A | Sofar Solar | HYD 6KTL-3PH | 1 | 13.5
4305 | Sofar Solar | GTX3000-H10 | N/A | Sofar Solar | HYD 6000 TL-3PH | 10 | 13.5
4306 | Sofar Solar | GTX5000 | N/A | Sofar Solar | HYD 4000-ES | 3 | 13.8
4307 | Sofar Solar | GTX5000 | N/A | Sofar Solar | HYD 3000-EP | 3 | 13.8
4308 | Sofar Solar | GTX5000 | N/A | Sofar Solar | HYD 3600-ES | 3 | 13.8
4309 | Sofar Solar | GTX5000 | N/A | Sofar Solar | HYD 3000-ES | 3 | 13.8
4310 | Sofar Solar | GTX5000-Pro | N/A | Sofar Solar | HYD 3600-ES | 3 | 13.8
4311 | Sofar Solar | GTX5000-Pro | N/A | Sofar Solar | HYD 3680-EP | 3 | 13.8
4312 | Sofar Solar | GTX5000 | N/A | Sofar Solar | HYD 4000-EP | 3 | 13.8
4313 | Sofar Solar | GTX5000-Pro | N/A | Sofar Solar | HYD 4680-EP | 3 | 13.8
4314 | Sofar Solar | GTX5000 | N/A | Sofar Solar | HYD 5000-EP | 3 | 13.8
4315 | Sofar Solar | GTX5000 | N/A | Sofar Solar | HYD 6000-ES | 3 | 13.8
4316 | Sofar Solar | GTX5000 | N/A | Sofar Solar | HYD 3680-EP | 3 | 13.8
4317 | Sofar Solar | GTX5000 | N/A | Sofar Solar | HYD 5000-ES | 3 | 13.8
4318 | Sofar Solar | GTX5000-Pro | N/A | Sofar Solar | HYD 3000-ES | 3 | 13.8
4319 | Sofar Solar | GTX5000 | N/A | Sofar Solar | HYD 4600-ES | 3 | 13.8
4320 | Sofar Solar | GTX5000-Pro | N/A | Sofar Solar | ME 3000SP | 3 | 13.8
4321 | Sofar Solar | GTX5000-Pro | N/A | Sofar Solar | HYD 3000-EP | 3 | 13.8
4322 | Sofar Solar | GTX5000 | N/A | Sofar Solar | HYD 4680-EP | 3 | 13.8
4323 | Sofar Solar | GTX5000 | N/A | Sofar Solar | ME 3000SP | 3 | 13.8
4324 | Sofar Solar | GTX5000-Pro | N/A | Sofar Solar | HYD 6000-EP | 3 | 13.8
4325 | Sofar Solar | GTX5000-Pro | N/A | Sofar Solar | HYD 5500-EP | 3 | 13.8
4326 | Sofar Solar | GTX5000-Pro | N/A | Sofar Solar | HYD 6000-ES | 3 | 13.8
4327 | Sofar Solar | GTX5000-Pro | N/A | Sofar Solar | HYD 5000-ES | 3 | 13.8
4328 | Sofar Solar | GTX5000-Pro | N/A | Sofar Solar | HYD 4600-ES | 3 | 13.8
4329 | Sofar Solar | GTX5000-Pro | N/A | Sofar Solar | HYD 4000-ES | 3 | 13.8
4330 | Sofar Solar | GTX5000-Pro | N/A | Sofar Solar | HYD 5000-EP | 3 | 13.8
4331 | Sofar Solar | GTX5000-Pro | N/A | Sofar Solar | HYD 4000-EP | 3 | 13.8
4332 | Sofar Solar | GTX5000 | N/A | Sofar Solar | HYD 6000-EP | 3 | 13.8
4333 | Sofar Solar | GTX5000 | N/A | Sofar Solar | HYD 5500-EP | 3 | 13.8
4334 | Sofar Solar | BTS5k | N/A | Sofar Solar | ME 20KTL-3PH | 3 | 14.25
4335 | Sofar Solar | BTS5k | N/A | Sofar Solar | ESI 6K-S1 | 3 | 14.25
4336 | Sofar Solar | BTS5k | N/A | Sofar Solar | HYD 10KTL-3PH | 3 | 14.25
4337 | Sofar Solar | BTS5k | N/A | Sofar Solar | ME 10KTL-3PH | 3 | 14.25
4338 | Sofar Solar | BTS5k | N/A | Sofar Solar | ME 15KTL-3PH | 3 | 14.25
4339 | Sofar Solar | BTS5k | N/A | Sofar Solar | HYD 20KTL-3PH | 3 | 14.25
4340 | Sofar Solar | BTS5k | N/A | Sofar Solar | ME 5KTL-3PH | 3 | 14.25
4341 | Sofar Solar | BTS5k | N/A | Sofar Solar | ESI 3.68K-S1 | 3 | 14.25
4342 | Sofar Solar | BTS5k | N/A | Sofar Solar | HYD 5KTL-3PH | 3 | 14.25
4343 | Sofar Solar | BTS5k | N/A | Sofar Solar | ME 8KTL-3PH | 3 | 14.25
4344 | Sofar Solar | BTS5k | N/A | Sofar Solar | HYD 6KTL-3PH | 3 | 14.25
4345 | Sofar Solar | BTS5k | N/A | Sofar Solar | HYD 8KTL-3PH | 3 | 14.25
4346 | Sofar Solar | BTS5k | N/A | Sofar Solar | ESI 5K-S1 | 3 | 14.25
4347 | Sofar Solar | BTS5k | N/A | Sofar Solar | ESI 4.6K-S1 | 3 | 14.25
4348 | Sofar Solar | BTS5k | N/A | Sofar Solar | ME 6KTL-3PH | 3 | 14.25
4349 | Sofar Solar | BTS5k | N/A | Sofar Solar | ESI 4K-S1 | 3 | 14.25
4350 | Sofar Solar | BTS5k | N/A | Sofar Solar | HYD 15KTL-3PH | 3 | 14.25
4351 | Sofar Solar | BTS5k | N/A | Sofar Solar | ESI 3K-S1 | 3 | 14.25
4352 | Sofar Solar | GTX3000-H5 | N/A | Sofar Solar | HYD 10000 TL-3PH | 5 | 15.75
4353 | Sofar Solar | GTX3000-H7 | N/A | Sofar Solar | ME 10KTL-3PH | 1 | 15.75
4354 | Sofar Solar | GTX3000-H7 | N/A | Sofar Solar | ME 6KTL-3PH | 1 | 15.75
4355 | Sofar Solar | GTX3000-H7 | N/A | Sofar Solar | HYD 6KTL-3PH | 1 | 15.75
4356 | Sofar Solar | GTX3000-H4 | N/A | Sofar Solar | HYD 10000 TL-3PH | 4 | 15.75
4357 | Sofar Solar | GTX3000-H7 | N/A | Sofar Solar | ME 5KTL-3PH | 1 | 15.75
4358 | Sofar Solar | GTX3000-H7 | N/A | Sofar Solar | HYD 5KTL-3PH | 1 | 15.75
4359 | Sofar Solar | GTX3000-H7 | N/A | Sofar Solar | HYD 8KTL-3PH | 1 | 15.75
4360 | Sofar Solar | GTX3000-H7 | N/A | Sofar Solar | ME 20KTL-3PH | 1 | 15.75
4361 | Sofar Solar | GTX3000-H6 | N/A | Sofar Solar | HYD 10000 TL-3PH | 6 | 15.75
4362 | Sofar Solar | GTX3000-H7 | N/A | Sofar Solar | ME 8KTL-3PH | 1 | 15.75
4363 | Sofar Solar | GTX3000-H8 | N/A | Sofar Solar | HYD 8000 TL-3PH | 8 | 15.75
4364 | Sofar Solar | GTX3000-H7 | N/A | Sofar Solar | HYD 15KTL-3PH | 1 | 15.75
4365 | Sofar Solar | GTX3000-H7 | N/A | Sofar Solar | ME 15KTL-3PH | 1 | 15.75
4366 | Sofar Solar | GTX3000-H7 | N/A | Sofar Solar | HYD 10KTL-3PH | 1 | 15.75
4367 | Sofar Solar | GTX3000-H9 | N/A | Sofar Solar | HYD 8000 TL-3PH | 9 | 15.75
4368 | Sofar Solar | GTX3000-H10 | N/A | Sofar Solar | HYD 8000 TL-3PH | 10 | 15.75
4369 | Sofar Solar | GTX3000-H7 | N/A | Sofar Solar | HYD 20KTL-3PH | 1 | 15.75
4370 | Sofar Solar | GTX3000-H4 | N/A | Sofar Solar | ME 20KTL-3PH | 2 | 18
4371 | Sofar Solar | GTX3000-H4 | N/A | Sofar Solar | HYD 15KTL-3PH | 2 | 18
4372 | Sofar Solar | GTX3000-H4 | N/A | Sofar Solar | HYD 8KTL-3PH | 2 | 18
4373 | Sofar Solar | GTX3000-H4 | N/A | Sofar Solar | HYD 20KTL-3PH | 2 | 18
4374 | Sofar Solar | GTX3000-H4 | N/A | Sofar Solar | ME 15KTL-3PH | 2 | 18
4375 | Sofar Solar | GTX3000-H8 | N/A | Sofar Solar | HYD 5KTL-3PH | 1 | 18
4376 | Sofar Solar | GTX3000-H4 | N/A | Sofar Solar | HYD 6KTL-3PH | 2 | 18
4377 | Sofar Solar | GTX3000-H8 | N/A | Sofar Solar | HYD 6KTL-3PH | 1 | 18
4378 | Sofar Solar | GTX3000-H8 | N/A | Sofar Solar | HYD 8KTL-3PH | 1 | 18
4379 | Sofar Solar | GTX3000-H4 | N/A | Sofar Solar | HYD 5KTL-3PH | 2 | 18
4380 | Sofar Solar | GTX3000-H8 | N/A | Sofar Solar | HYD 20KTL-3PH | 1 | 18
4381 | Sofar Solar | GTX3000-H8 | N/A | Sofar Solar | HYD 15KTL-3PH | 1 | 18
4382 | Sofar Solar | GTX3000-H8 | N/A | Sofar Solar | HYD 10KTL-3PH | 1 | 18
4383 | Sofar Solar | GTX3000-H4 | N/A | Sofar Solar | ME 8KTL-3PH | 2 | 18
4384 | Sofar Solar | GTX3000-H4 | N/A | Sofar Solar | HYD 15000 TL-3PH | 4 | 18
4385 | Sofar Solar | GTX3000-H4 | N/A | Sofar Solar | ME 10KTL-3PH | 2 | 18
4386 | Sofar Solar | GTX3000-H4 | N/A | Sofar Solar | HYD 10KTL-3PH | 2 | 18
4387 | Sofar Solar | GTX3000-H7 | N/A | Sofar Solar | HYD 10000 TL-3PH | 7 | 18
4388 | Sofar Solar | GTX3000-H8 | N/A | Sofar Solar | HYD 10000 TL-3PH | 8 | 18
4389 | Sofar Solar | GTX3000-H8 | N/A | Sofar Solar | ME 8KTL-3PH | 1 | 18
4390 | Sofar Solar | GTX3000-H5 | N/A | Sofar Solar | HYD 15000 TL-3PH | 5 | 18
4391 | Sofar Solar | GTX3000-H4 | N/A | Sofar Solar | ME 5KTL-3PH | 2 | 18
4392 | Sofar Solar | GTX3000-H4 | N/A | Sofar Solar | ME 6KTL-3PH | 2 | 18
4393 | Sofar Solar | GTX3000-H8 | N/A | Sofar Solar | ME 5KTL-3PH | 1 | 18
4394 | Sofar Solar | GTX3000-H9 | N/A | Sofar Solar | HYD 10000 TL-3PH | 9 | 18
4395 | Sofar Solar | GTX3000-H10 | N/A | Sofar Solar | HYD 10000 TL-3PH | 10 | 18
4396 | Sofar Solar | GTX3000-H8 | N/A | Sofar Solar | ME 20KTL-3PH | 1 | 18
4397 | Sofar Solar | GTX3000-H8 | N/A | Sofar Solar | ME 15KTL-3PH | 1 | 18
4398 | Sofar Solar | GTX3000-H8 | N/A | Sofar Solar | ME 6KTL-3PH | 1 | 18
4399 | Sofar Solar | GTX3000-H8 | N/A | Sofar Solar | ME 10KTL-3PH | 1 | 18
4400 | Sofar Solar | GTX5000-Pro | N/A | Sofar Solar | HYD 5500-EP | 4 | 18.4
4401 | Sofar Solar | GTX5000 | N/A | Sofar Solar | HYD 3000-ES | 4 | 18.4
4402 | Sofar Solar | GTX5000 | N/A | Sofar Solar | HYD 3600-ES | 4 | 18.4
4403 | Sofar Solar | GTX5000-Pro | N/A | Sofar Solar | HYD 5000-EP | 4 | 18.4
4404 | Sofar Solar | GTX5000 | N/A | Sofar Solar | HYD 4000-ES | 4 | 18.4
4405 | Sofar Solar | GTX5000-Pro | N/A | Sofar Solar | HYD 4680-EP | 4 | 18.4
4406 | Sofar Solar | GTX5000-Pro | N/A | Sofar Solar | HYD 4000-EP | 4 | 18.4
4407 | Sofar Solar | GTX5000-Pro | N/A | Sofar Solar | HYD 3680-EP | 4 | 18.4
4408 | Sofar Solar | GTX5000-Pro | N/A | Sofar Solar | HYD 3000-EP | 4 | 18.4
4409 | Sofar Solar | GTX5000-Pro | N/A | Sofar Solar | HYD 3000-ES | 4 | 18.4
4410 | Sofar Solar | GTX5000-Pro | N/A | Sofar Solar | HYD 3600-ES | 4 | 18.4
4411 | Sofar Solar | GTX5000-Pro | N/A | Sofar Solar | HYD 6000-EP | 4 | 18.4
4412 | Sofar Solar | GTX5000 | N/A | Sofar Solar | HYD 3680-EP | 4 | 18.4
4413 | Sofar Solar | GTX5000-Pro | N/A | Sofar Solar | HYD 4600-ES | 4 | 18.4
4414 | Sofar Solar | GTX5000 | N/A | Sofar Solar | HYD 3000-EP | 4 | 18.4
4415 | Sofar Solar | GTX5000 | N/A | Sofar Solar | HYD 5000-ES | 4 | 18.4
4416 | Sofar Solar | GTX5000-Pro | N/A | Sofar Solar | HYD 4000-ES | 4 | 18.4
4417 | Sofar Solar | GTX5000 | N/A | Sofar Solar | HYD 6000-ES | 4 | 18.4
4418 | Sofar Solar | GTX5000 | N/A | Sofar Solar | HYD 4000-EP | 4 | 18.4
4419 | Sofar Solar | GTX5000 | N/A | Sofar Solar | HYD 4680-EP | 4 | 18.4
4420 | Sofar Solar | GTX5000-Pro | N/A | Sofar Solar | HYD 5000-ES | 4 | 18.4
4421 | Sofar Solar | GTX5000 | N/A | Sofar Solar | HYD 5000-EP | 4 | 18.4
4422 | Sofar Solar | GTX5000 | N/A | Sofar Solar | ME 3000SP | 4 | 18.4
4423 | Sofar Solar | GTX5000-Pro | N/A | Sofar Solar | HYD 6000-ES | 4 | 18.4
4424 | Sofar Solar | GTX5000 | N/A | Sofar Solar | HYD 5500-EP | 4 | 18.4
4425 | Sofar Solar | GTX5000 | N/A | Sofar Solar | HYD 6000-EP | 4 | 18.4
4426 | Sofar Solar | GTX5000-Pro | N/A | Sofar Solar | ME 3000SP | 4 | 18.4
4427 | Sofar Solar | GTX5000 | N/A | Sofar Solar | HYD 4600-ES | 4 | 18.4
4428 | Sofar Solar | BTS5k | N/A | Sofar Solar | HYD 6KTL-3PH | 4 | 19
4429 | Sofar Solar | BTS5k | N/A | Sofar Solar | HYD 5KTL-3PH | 4 | 19
4430 | Sofar Solar | BTS5k | N/A | Sofar Solar | HYD 10KTL-3PH | 4 | 19
4431 | Sofar Solar | BTS5k | N/A | Sofar Solar | ME 6KTL-3PH | 4 | 19
4432 | Sofar Solar | BTS5k | N/A | Sofar Solar | ESI 3K-S1 | 4 | 19
4433 | Sofar Solar | BTS5k | N/A | Sofar Solar | ESI 3.68K-S1 | 4 | 19
4434 | Sofar Solar | BTS5k | N/A | Sofar Solar | ESI 4K-S1 | 4 | 19
4435 | Sofar Solar | BTS5k | N/A | Sofar Solar | ESI 4.6K-S1 | 4 | 19
4436 | Sofar Solar | BTS5k | N/A | Sofar Solar | ME 20KTL-3PH | 4 | 19
4437 | Sofar Solar | BTS5k | N/A | Sofar Solar | ME 8KTL-3PH | 4 | 19
4438 | Sofar Solar | BTS5k | N/A | Sofar Solar | ME 10KTL-3PH | 4 | 19
4439 | Sofar Solar | BTS5k | N/A | Sofar Solar | ME 15KTL-3PH | 4 | 19
4440 | Sofar Solar | BTS5k | N/A | Sofar Solar | HYD 8KTL-3PH | 4 | 19
4441 | Sofar Solar | BTS5k | N/A | Sofar Solar | ME 5KTL-3PH | 4 | 19
4442 | Sofar Solar | BTS5k | N/A | Sofar Solar | HYD 15KTL-3PH | 4 | 19
4443 | Sofar Solar | BTS5k | N/A | Sofar Solar | ESI 5K-S1 | 4 | 19
4444 | Sofar Solar | BTS5k | N/A | Sofar Solar | ESI 6K-S1 | 4 | 19
4445 | Sofar Solar | BTS5k | N/A | Sofar Solar | HYD 20KTL-3PH | 4 | 19
4446 | Sofar Solar | GTX3000-H9 | N/A | Sofar Solar | ME 8KTL-3PH | 1 | 20.25
4447 | Sofar Solar | GTX3000-H9 | N/A | Sofar Solar | ME 10KTL-3PH | 1 | 20.25
4448 | Sofar Solar | GTX3000-H9 | N/A | Sofar Solar | ME 5KTL-3PH | 1 | 20.25
4449 | Sofar Solar | GTX3000-H9 | N/A | Sofar Solar | ME 20KTL-3PH | 1 | 20.25
4450 | Sofar Solar | GTX3000-H9 | N/A | Sofar Solar | HYD 5KTL-3PH | 1 | 20.25
4451 | Sofar Solar | GTX3000-H9 | N/A | Sofar Solar | HYD 10KTL-3PH | 1 | 20.25
4452 | Sofar Solar | GTX3000-H9 | N/A | Sofar Solar | ME 15KTL-3PH | 1 | 20.25
4453 | Sofar Solar | GTX3000-H9 | N/A | Sofar Solar | HYD 8KTL-3PH | 1 | 20.25
4454 | Sofar Solar | GTX3000-H9 | N/A | Sofar Solar | HYD 15KTL-3PH | 1 | 20.25
4455 | Sofar Solar | GTX3000-H9 | N/A | Sofar Solar | ME 6KTL-3PH | 1 | 20.25
4456 | Sofar Solar | GTX3000-H9 | N/A | Sofar Solar | HYD 20KTL-3PH | 1 | 20.25
4457 | Sofar Solar | GTX3000-H9 | N/A | Sofar Solar | HYD 6KTL-3PH | 1 | 20.25
4458 | Sofar Solar | GTX3000-H6 | N/A | Sofar Solar | HYD 15000 TL-3PH | 6 | 20.3
4459 | Sofar Solar | GTX3000-H7 | N/A | Sofar Solar | HYD 15000 TL-3PH | 7 | 20.3
4460 | Sofar Solar | GTX3000-H4 | N/A | Sofar Solar | HYD 20000 TL-3PH | 4 | 20.3
4461 | Sofar Solar | GTX3000-H9 | N/A | Sofar Solar | HYD 15000 TL-3PH | 9 | 20.3
4462 | Sofar Solar | GTX3000-H10 | N/A | Sofar Solar | HYD 15000 TL-3PH | 10 | 20.3
4463 | Sofar Solar | GTX3000-H8 | N/A | Sofar Solar | HYD 15000 TL-3PH | 8 | 20.3
4464 | Sofar Solar | GTX3000-H5 | N/A | Sofar Solar | HYD 8KTL-3PH | 2 | 22.5
4465 | Sofar Solar | GTX3000-H10 | N/A | Sofar Solar | ME 8KTL-3PH | 1 | 22.5
4466 | Sofar Solar | GTX3000-H5 | N/A | Sofar Solar | ME 20KTL-3PH | 2 | 22.5
4467 | Sofar Solar | GTX3000-H5 | N/A | Sofar Solar | ME 5KTL-3PH | 2 | 22.5
4468 | Sofar Solar | GTX3000-H10 | N/A | Sofar Solar | HYD 10KTL-3PH | 1 | 22.5
4469 | Sofar Solar | GTX3000-H9 | N/A | Sofar Solar | HYD 20000 TL-3PH | 9 | 22.5
4470 | Sofar Solar | GTX3000-H8 | N/A | Sofar Solar | HYD 20000 TL-3PH | 8 | 22.5
4471 | Sofar Solar | GTX3000-H5 | N/A | Sofar Solar | HYD 10KTL-3PH | 2 | 22.5
4472 | Sofar Solar | GTX3000-H7 | N/A | Sofar Solar | HYD 20000 TL-3PH | 7 | 22.5
4473 | Sofar Solar | GTX3000-H5 | N/A | Sofar Solar | HYD 20000 TL-3PH | 5 | 22.5
4474 | Sofar Solar | GTX3000-H10 | N/A | Sofar Solar | ME 10KTL-3PH | 1 | 22.5
4475 | Sofar Solar | GTX3000-H10 | N/A | Sofar Solar | HYD 8KTL-3PH | 1 | 22.5
4476 | Sofar Solar | GTX3000-H10 | N/A | Sofar Solar | HYD 5KTL-3PH | 1 | 22.5
4477 | Sofar Solar | GTX3000-H5 | N/A | Sofar Solar | ME 8KTL-3PH | 2 | 22.5
4478 | Sofar Solar | GTX3000-H10 | N/A | Sofar Solar | ME 5KTL-3PH | 1 | 22.5
4479 | Sofar Solar | GTX3000-H5 | N/A | Sofar Solar | ME 6KTL-3PH | 2 | 22.5
4480 | Sofar Solar | GTX3000-H6 | N/A | Sofar Solar | HYD 20000 TL-3PH | 6 | 22.5
4481 | Sofar Solar | GTX3000-H10 | N/A | Sofar Solar | ME 20KTL-3PH | 1 | 22.5
4482 | Sofar Solar | GTX3000-H10 | N/A | Sofar Solar | HYD 6KTL-3PH | 1 | 22.5
4483 | Sofar Solar | GTX3000-H5 | N/A | Sofar Solar | ME 15KTL-3PH | 2 | 22.5
4484 | Sofar Solar | GTX3000-H10 | N/A | Sofar Solar | HYD 20000 TL-3PH | 10 | 22.5
4485 | Sofar Solar | GTX3000-H10 | N/A | Sofar Solar | HYD 15KTL-3PH | 1 | 22.5
4486 | Sofar Solar | GTX3000-H10 | N/A | Sofar Solar | HYD 20KTL-3PH | 1 | 22.5
4487 | Sofar Solar | GTX3000-H5 | N/A | Sofar Solar | HYD 15KTL-3PH | 2 | 22.5
4488 | Sofar Solar | GTX3000-H5 | N/A | Sofar Solar | HYD 20KTL-3PH | 2 | 22.5
4489 | Sofar Solar | GTX3000-H10 | N/A | Sofar Solar | ME 6KTL-3PH | 1 | 22.5
4490 | Sofar Solar | GTX3000-H5 | N/A | Sofar Solar | ME 10KTL-3PH | 2 | 22.5
4491 | Sofar Solar | GTX3000-H10 | N/A | Sofar Solar | ME 15KTL-3PH | 1 | 22.5
4492 | Sofar Solar | GTX3000-H5 | N/A | Sofar Solar | HYD 6KTL-3PH | 2 | 22.5
4493 | Sofar Solar | GTX3000-H5 | N/A | Sofar Solar | HYD 5KTL-3PH | 2 | 22.5
4494 | Sofar Solar | BTS5k | N/A | Sofar Solar | ESI 6K-S1 | 5 | 23.75
4495 | Sofar Solar | BTS5k | N/A | Sofar Solar | ME 6KTL-3PH | 5 | 23.75
4496 | Sofar Solar | BTS5k | N/A | Sofar Solar | ME 5KTL-3PH | 5 | 23.75
4497 | Sofar Solar | BTS5k | N/A | Sofar Solar | ME 10KTL-3PH | 5 | 23.75
4498 | Sofar Solar | BTS5k | N/A | Sofar Solar | HYD 10KTL-3PH | 5 | 23.75
4499 | Sofar Solar | BTS5k | N/A | Sofar Solar | ME 15KTL-3PH | 5 | 23.75
4500 | Sofar Solar | BTS5k | N/A | Sofar Solar | ME 8KTL-3PH | 5 | 23.75
4501 | Sofar Solar | BTS5k | N/A | Sofar Solar | ESI 3K-S1 | 5 | 23.75
4502 | Sofar Solar | BTS5k | N/A | Sofar Solar | HYD 20KTL-3PH | 5 | 23.75
4503 | Sofar Solar | BTS5k | N/A | Sofar Solar | HYD 6KTL-3PH | 5 | 23.75
4504 | Sofar Solar | BTS5k | N/A | Sofar Solar | ME 20KTL-3PH | 5 | 23.75
4505 | Sofar Solar | BTS5k | N/A | Sofar Solar | ESI 4.6K-S1 | 5 | 23.75
4506 | Sofar Solar | BTS5k | N/A | Sofar Solar | ESI 5K-S1 | 5 | 23.75
4507 | Sofar Solar | BTS5k | N/A | Sofar Solar | HYD 5KTL-3PH | 5 | 23.75
4508 | Sofar Solar | BTS5k | N/A | Sofar Solar | ESI 3.68K-S1 | 5 | 23.75
4509 | Sofar Solar | BTS5k | N/A | Sofar Solar | ESI 4K-S1 | 5 | 23.75
4510 | Sofar Solar | BTS5k | N/A | Sofar Solar | HYD 15KTL-3PH | 5 | 23.75
4511 | Sofar Solar | BTS5k | N/A | Sofar Solar | HYD 8KTL-3PH | 5 | 23.75
4512 | Sofar Solar | GTX3000-H6 | N/A | Sofar Solar | ME 8KTL-3PH | 2 | 27
4513 | Sofar Solar | GTX3000-H6 | N/A | Sofar Solar | ME 10KTL-3PH | 2 | 27
4514 | Sofar Solar | GTX3000-H4 | N/A | Sofar Solar | ME 15KTL-3PH | 3 | 27
4515 | Sofar Solar | GTX3000-H6 | N/A | Sofar Solar | ME 6KTL-3PH | 2 | 27
4516 | Sofar Solar | GTX3000-H6 | N/A | Sofar Solar | ME 15KTL-3PH | 2 | 27
4517 | Sofar Solar | GTX3000-H6 | N/A | Sofar Solar | ME 20KTL-3PH | 2 | 27
4518 | Sofar Solar | GTX3000-H6 | N/A | Sofar Solar | HYD 8KTL-3PH | 2 | 27
4519 | Sofar Solar | GTX3000-H4 | N/A | Sofar Solar | ME 20KTL-3PH | 3 | 27
4520 | Sofar Solar | GTX3000-H4 | N/A | Sofar Solar | HYD 15KTL-3PH | 3 | 27
4521 | Sofar Solar | GTX3000-H4 | N/A | Sofar Solar | HYD 6KTL-3PH | 3 | 27
4522 | Sofar Solar | GTX3000-H4 | N/A | Sofar Solar | HYD 8KTL-3PH | 3 | 27
4523 | Sofar Solar | GTX3000-H6 | N/A | Sofar Solar | HYD 10KTL-3PH | 2 | 27
4524 | Sofar Solar | GTX3000-H4 | N/A | Sofar Solar | HYD 10KTL-3PH | 3 | 27
4525 | Sofar Solar | GTX3000-H6 | N/A | Sofar Solar | HYD 15KTL-3PH | 2 | 27
4526 | Sofar Solar | GTX3000-H6 | N/A | Sofar Solar | HYD 20KTL-3PH | 2 | 27
4527 | Sofar Solar | GTX3000-H4 | N/A | Sofar Solar | HYD 5KTL-3PH | 3 | 27
4528 | Sofar Solar | GTX3000-H6 | N/A | Sofar Solar | HYD 6KTL-3PH | 2 | 27
4529 | Sofar Solar | GTX3000-H6 | N/A | Sofar Solar | HYD 5KTL-3PH | 2 | 27
4530 | Sofar Solar | GTX3000-H4 | N/A | Sofar Solar | ME 5KTL-3PH | 3 | 27
4531 | Sofar Solar | GTX3000-H4 | N/A | Sofar Solar | ME 6KTL-3PH | 3 | 27
4532 | Sofar Solar | GTX3000-H4 | N/A | Sofar Solar | ME 8KTL-3PH | 3 | 27
4533 | Sofar Solar | GTX3000-H4 | N/A | Sofar Solar | ME 10KTL-3PH | 3 | 27
4534 | Sofar Solar | GTX3000-H6 | N/A | Sofar Solar | ME 5KTL-3PH | 2 | 27
4535 | Sofar Solar | GTX3000-H4 | N/A | Sofar Solar | HYD 20KTL-3PH | 3 | 27
4536 | Sofar Solar | BTS5k | N/A | Sofar Solar | ME 15KTL-3PH | 6 | 28.5
4537 | Sofar Solar | BTS5k | N/A | Sofar Solar | ESI 6K-S1 | 6 | 28.5
4538 | Sofar Solar | BTS5k | N/A | Sofar Solar | ME 10KTL-3PH | 6 | 28.5
4539 | Sofar Solar | BTS5k | N/A | Sofar Solar | ME 8KTL-3PH | 6 | 28.5
4540 | Sofar Solar | BTS5k | N/A | Sofar Solar | ESI 4.6K-S1 | 6 | 28.5
4541 | Sofar Solar | BTS5k | N/A | Sofar Solar | ESI 4K-S1 | 6 | 28.5
4542 | Sofar Solar | BTS5k | N/A | Sofar Solar | ESI 3.68K-S1 | 6 | 28.5
4543 | Sofar Solar | BTS5k | N/A | Sofar Solar | ESI 3K-S1 | 6 | 28.5
4544 | Sofar Solar | BTS5k | N/A | Sofar Solar | ME 20KTL-3PH | 6 | 28.5
4545 | Sofar Solar | BTS5k | N/A | Sofar Solar | ESI 5K-S1 | 6 | 28.5
4546 | Sofar Solar | BTS5k | N/A | Sofar Solar | ME 6KTL-3PH | 6 | 28.5
4547 | Sofar Solar | BTS5k | N/A | Sofar Solar | HYD 6KTL-3PH | 6 | 28.5
4548 | Sofar Solar | BTS5k | N/A | Sofar Solar | HYD 5KTL-3PH | 6 | 28.5
4549 | Sofar Solar | BTS5k | N/A | Sofar Solar | HYD 10KTL-3PH | 6 | 28.5
4550 | Sofar Solar | BTS5k | N/A | Sofar Solar | HYD 20KTL-3PH | 6 | 28.5
4551 | Sofar Solar | BTS5k | N/A | Sofar Solar | ME 5KTL-3PH | 6 | 28.5
4552 | Sofar Solar | BTS5k | N/A | Sofar Solar | HYD 15KTL-3PH | 6 | 28.5
4553 | Sofar Solar | BTS5k | N/A | Sofar Solar | HYD 8KTL-3PH | 6 | 28.5
4554 | Sofar Solar | GTX3000-H7 | N/A | Sofar Solar | ME 10KTL-3PH | 2 | 31.5
4555 | Sofar Solar | GTX3000-H7 | N/A | Sofar Solar | ME 8KTL-3PH | 2 | 31.5
4556 | Sofar Solar | GTX3000-H7 | N/A | Sofar Solar | ME 15KTL-3PH | 2 | 31.5
4557 | Sofar Solar | GTX3000-H7 | N/A | Sofar Solar | ME 6KTL-3PH | 2 | 31.5
4558 | Sofar Solar | GTX3000-H7 | N/A | Sofar Solar | ME 20KTL-3PH | 2 | 31.5
4559 | Sofar Solar | GTX3000-H7 | N/A | Sofar Solar | HYD 8KTL-3PH | 2 | 31.5
4560 | Sofar Solar | GTX3000-H7 | N/A | Sofar Solar | HYD 10KTL-3PH | 2 | 31.5
4561 | Sofar Solar | GTX3000-H7 | N/A | Sofar Solar | ME 5KTL-3PH | 2 | 31.5
4562 | Sofar Solar | GTX3000-H7 | N/A | Sofar Solar | HYD 5KTL-3PH | 2 | 31.5
4563 | Sofar Solar | GTX3000-H7 | N/A | Sofar Solar | HYD 15KTL-3PH | 2 | 31.5
4564 | Sofar Solar | GTX3000-H7 | N/A | Sofar Solar | HYD 6KTL-3PH | 2 | 31.5
4565 | Sofar Solar | GTX3000-H7 | N/A | Sofar Solar | HYD 20KTL-3PH | 2 | 31.5
4566 | Sofar Solar | BTS5k | N/A | Sofar Solar | HYD 5KTL-3PH | 7 | 33.25
4567 | Sofar Solar | BTS5k | N/A | Sofar Solar | HYD 10KTL-3PH | 7 | 33.25
4568 | Sofar Solar | BTS5k | N/A | Sofar Solar | HYD 20KTL-3PH | 7 | 33.25
4569 | Sofar Solar | BTS5k | N/A | Sofar Solar | HYD 6KTL-3PH | 7 | 33.25
4570 | Sofar Solar | BTS5k | N/A | Sofar Solar | ME 15KTL-3PH | 7 | 33.25
4571 | Sofar Solar | BTS5k | N/A | Sofar Solar | HYD 15KTL-3PH | 7 | 33.25
4572 | Sofar Solar | BTS5k | N/A | Sofar Solar | ME 20KTL-3PH | 7 | 33.25
4573 | Sofar Solar | BTS5k | N/A | Sofar Solar | HYD 8KTL-3PH | 7 | 33.25
4574 | Sofar Solar | BTS5k | N/A | Sofar Solar | ME 6KTL-3PH | 7 | 33.25
4575 | Sofar Solar | BTS5k | N/A | Sofar Solar | ME 10KTL-3PH | 7 | 33.25
4576 | Sofar Solar | BTS5k | N/A | Sofar Solar | ME 8KTL-3PH | 7 | 33.25
4577 | Sofar Solar | BTS5k | N/A | Sofar Solar | ME 5KTL-3PH | 7 | 33.25
4578 | Sofar Solar | GTX3000-H5 | N/A | Sofar Solar | ME 8KTL-3PH | 3 | 33.75
4579 | Sofar Solar | GTX3000-H5 | N/A | Sofar Solar | ME 5KTL-3PH | 3 | 33.75
4580 | Sofar Solar | GTX3000-H5 | N/A | Sofar Solar | HYD 6KTL-3PH | 3 | 33.75
4581 | Sofar Solar | GTX3000-H5 | N/A | Sofar Solar | HYD 5KTL-3PH | 3 | 33.75
4582 | Sofar Solar | GTX3000-H5 | N/A | Sofar Solar | HYD 20KTL-3PH | 3 | 33.75
4583 | Sofar Solar | GTX3000-H5 | N/A | Sofar Solar | ME 6KTL-3PH | 3 | 33.75
4584 | Sofar Solar | GTX3000-H5 | N/A | Sofar Solar | ME 20KTL-3PH | 3 | 33.75
4585 | Sofar Solar | GTX3000-H5 | N/A | Sofar Solar | HYD 8KTL-3PH | 3 | 33.75
4586 | Sofar Solar | GTX3000-H5 | N/A | Sofar Solar | ME 10KTL-3PH | 3 | 33.75
4587 | Sofar Solar | GTX3000-H5 | N/A | Sofar Solar | ME 15KTL-3PH | 3 | 33.75
4588 | Sofar Solar | GTX3000-H5 | N/A | Sofar Solar | HYD 15KTL-3PH | 3 | 33.75
4589 | Sofar Solar | GTX3000-H5 | N/A | Sofar Solar | HYD 10KTL-3PH | 3 | 33.75
4590 | Sofar Solar | GTX3000-H4 | N/A | Sofar Solar | HYD 10KTL-3PH | 4 | 36
4591 | Sofar Solar | GTX3000-H8 | N/A | Sofar Solar | HYD 6KTL-3PH | 2 | 36
4592 | Sofar Solar | GTX3000-H8 | N/A | Sofar Solar | ME 5KTL-3PH | 2 | 36
4593 | Sofar Solar | GTX3000-H8 | N/A | Sofar Solar | ME 6KTL-3PH | 2 | 36
4594 | Sofar Solar | GTX3000-H4 | N/A | Sofar Solar | HYD 6KTL-3PH | 4 | 36
4595 | Sofar Solar | GTX3000-H8 | N/A | Sofar Solar | ME 15KTL-3PH | 2 | 36
4596 | Sofar Solar | GTX3000-H8 | N/A | Sofar Solar | ME 8KTL-3PH | 2 | 36
4597 | Sofar Solar | GTX3000-H4 | N/A | Sofar Solar | HYD 15KTL-3PH | 4 | 36
4598 | Sofar Solar | GTX3000-H8 | N/A | Sofar Solar | ME 10KTL-3PH | 2 | 36
4599 | Sofar Solar | GTX3000-H4 | N/A | Sofar Solar | HYD 20KTL-3PH | 4 | 36
4600 | Sofar Solar | GTX3000-H4 | N/A | Sofar Solar | HYD 5KTL-3PH | 4 | 36
4601 | Sofar Solar | GTX3000-H4 | N/A | Sofar Solar | HYD 8KTL-3PH | 4 | 36
4602 | Sofar Solar | GTX3000-H4 | N/A | Sofar Solar | ME 5KTL-3PH | 4 | 36
4603 | Sofar Solar | GTX3000-H4 | N/A | Sofar Solar | ME 20KTL-3PH | 4 | 36
4604 | Sofar Solar | GTX3000-H4 | N/A | Sofar Solar | ME 8KTL-3PH | 4 | 36
4605 | Sofar Solar | GTX3000-H8 | N/A | Sofar Solar | HYD 20KTL-3PH | 2 | 36
4606 | Sofar Solar | GTX3000-H8 | N/A | Sofar Solar | HYD 15KTL-3PH | 2 | 36
4607 | Sofar Solar | GTX3000-H8 | N/A | Sofar Solar | HYD 8KTL-3PH | 2 | 36
4608 | Sofar Solar | GTX3000-H8 | N/A | Sofar Solar | ME 20KTL-3PH | 2 | 36
4609 | Sofar Solar | GTX3000-H8 | N/A | Sofar Solar | HYD 5KTL-3PH | 2 | 36
4610 | Sofar Solar | GTX3000-H4 | N/A | Sofar Solar | ME 6KTL-3PH | 4 | 36
4611 | Sofar Solar | GTX3000-H8 | N/A | Sofar Solar | HYD 10KTL-3PH | 2 | 36
4612 | Sofar Solar | GTX3000-H4 | N/A | Sofar Solar | ME 10KTL-3PH | 4 | 36
4613 | Sofar Solar | GTX3000-H4 | N/A | Sofar Solar | ME 15KTL-3PH | 4 | 36
4614 | Sofar Solar | BTS5k | N/A | Sofar Solar | HYD 5KTL-3PH | 8 | 38
4615 | Sofar Solar | BTS5k | N/A | Sofar Solar | HYD 15KTL-3PH | 8 | 38
4616 | Sofar Solar | BTS5k | N/A | Sofar Solar | HYD 10KTL-3PH | 8 | 38
4617 | Sofar Solar | BTS5k | N/A | Sofar Solar | HYD 8KTL-3PH | 8 | 38
4618 | Sofar Solar | BTS5k | N/A | Sofar Solar | ME 20KTL-3PH | 8 | 38
4619 | Sofar Solar | BTS5k | N/A | Sofar Solar | ME 6KTL-3PH | 8 | 38
4620 | Sofar Solar | BTS5k | N/A | Sofar Solar | ME 8KTL-3PH | 8 | 38
4621 | Sofar Solar | BTS5k | N/A | Sofar Solar | ME 5KTL-3PH | 8 | 38
4622 | Sofar Solar | BTS5k | N/A | Sofar Solar | ME 15KTL-3PH | 8 | 38
4623 | Sofar Solar | BTS5k | N/A | Sofar Solar | HYD 6KTL-3PH | 8 | 38
4624 | Sofar Solar | BTS5k | N/A | Sofar Solar | HYD 20KTL-3PH | 8 | 38
4625 | Sofar Solar | BTS5k | N/A | Sofar Solar | ME 10KTL-3PH | 8 | 38
4626 | Sofar Solar | GTX3000-H6 | N/A | Sofar Solar | HYD 10KTL-3PH | 3 | 40.5
4627 | Sofar Solar | GTX3000-H6 | N/A | Sofar Solar | ME 10KTL-3PH | 3 | 40.5
4628 | Sofar Solar | GTX3000-H9 | N/A | Sofar Solar | ME 5KTL-3PH | 2 | 40.5
4629 | Sofar Solar | GTX3000-H6 | N/A | Sofar Solar | HYD 5KTL-3PH | 3 | 40.5
4630 | Sofar Solar | GTX3000-H6 | N/A | Sofar Solar | ME 8KTL-3PH | 3 | 40.5
4631 | Sofar Solar | GTX3000-H9 | N/A | Sofar Solar | HYD 20KTL-3PH | 2 | 40.5
4632 | Sofar Solar | GTX3000-H6 | N/A | Sofar Solar | ME 6KTL-3PH | 3 | 40.5
4633 | Sofar Solar | GTX3000-H9 | N/A | Sofar Solar | HYD 15KTL-3PH | 2 | 40.5
4634 | Sofar Solar | GTX3000-H6 | N/A | Sofar Solar | ME 5KTL-3PH | 3 | 40.5
4635 | Sofar Solar | GTX3000-H9 | N/A | Sofar Solar | ME 20KTL-3PH | 2 | 40.5
4636 | Sofar Solar | GTX3000-H9 | N/A | Sofar Solar | HYD 5KTL-3PH | 2 | 40.5
4637 | Sofar Solar | GTX3000-H9 | N/A | Sofar Solar | HYD 10KTL-3PH | 2 | 40.5
4638 | Sofar Solar | GTX3000-H6 | N/A | Sofar Solar | HYD 20KTL-3PH | 3 | 40.5
4639 | Sofar Solar | GTX3000-H6 | N/A | Sofar Solar | HYD 6KTL-3PH | 3 | 40.5
4640 | Sofar Solar | GTX3000-H6 | N/A | Sofar Solar | HYD 8KTL-3PH | 3 | 40.5
4641 | Sofar Solar | GTX3000-H9 | N/A | Sofar Solar | ME 6KTL-3PH | 2 | 40.5
4642 | Sofar Solar | GTX3000-H9 | N/A | Sofar Solar | HYD 8KTL-3PH | 2 | 40.5
4643 | Sofar Solar | GTX3000-H9 | N/A | Sofar Solar | HYD 6KTL-3PH | 2 | 40.5
4644 | Sofar Solar | GTX3000-H6 | N/A | Sofar Solar | HYD 15KTL-3PH | 3 | 40.5
4645 | Sofar Solar | GTX3000-H9 | N/A | Sofar Solar | ME 15KTL-3PH | 2 | 40.5
4646 | Sofar Solar | GTX3000-H6 | N/A | Sofar Solar | ME 20KTL-3PH | 3 | 40.5
4647 | Sofar Solar | GTX3000-H9 | N/A | Sofar Solar | ME 10KTL-3PH | 2 | 40.5
4648 | Sofar Solar | GTX3000-H9 | N/A | Sofar Solar | ME 8KTL-3PH | 2 | 40.5
4649 | Sofar Solar | GTX3000-H6 | N/A | Sofar Solar | ME 15KTL-3PH | 3 | 40.5
4650 | Sofar Solar | GTX3000-H5 | N/A | Sofar Solar | ME 20KTL-3PH | 4 | 45
4651 | Sofar Solar | GTX3000-H5 | N/A | Sofar Solar | HYD 8KTL-3PH | 4 | 45
4652 | Sofar Solar | GTX3000-H10 | N/A | Sofar Solar | HYD 20KTL-3PH | 2 | 45
4653 | Sofar Solar | GTX3000-H5 | N/A | Sofar Solar | HYD 15KTL-3PH | 4 | 45
4654 | Sofar Solar | GTX3000-H10 | N/A | Sofar Solar | HYD 8KTL-3PH | 2 | 45
4655 | Sofar Solar | GTX3000-H10 | N/A | Sofar Solar | HYD 15KTL-3PH | 2 | 45
4656 | Sofar Solar | GTX3000-H5 | N/A | Sofar Solar | HYD 6KTL-3PH | 4 | 45
4657 | Sofar Solar | GTX3000-H5 | N/A | Sofar Solar | HYD 20KTL-3PH | 4 | 45
4658 | Sofar Solar | GTX3000-H10 | N/A | Sofar Solar | HYD 10KTL-3PH | 2 | 45
4659 | Sofar Solar | GTX3000-H5 | N/A | Sofar Solar | HYD 10KTL-3PH | 4 | 45
4660 | Sofar Solar | GTX3000-H5 | N/A | Sofar Solar | HYD 5KTL-3PH | 4 | 45
4661 | Sofar Solar | GTX3000-H10 | N/A | Sofar Solar | ME 8KTL-3PH | 2 | 45
4662 | Sofar Solar | GTX3000-H10 | N/A | Sofar Solar | ME 10KTL-3PH | 2 | 45
4663 | Sofar Solar | GTX3000-H10 | N/A | Sofar Solar | HYD 5KTL-3PH | 2 | 45
4664 | Sofar Solar | GTX3000-H10 | N/A | Sofar Solar | ME 5KTL-3PH | 2 | 45
4665 | Sofar Solar | GTX3000-H5 | N/A | Sofar Solar | ME 5KTL-3PH | 4 | 45
4666 | Sofar Solar | GTX3000-H10 | N/A | Sofar Solar | ME 6KTL-3PH | 2 | 45
4667 | Sofar Solar | GTX3000-H5 | N/A | Sofar Solar | ME 15KTL-3PH | 4 | 45
4668 | Sofar Solar | GTX3000-H5 | N/A | Sofar Solar | ME 6KTL-3PH | 4 | 45
4669 | Sofar Solar | GTX3000-H10 | N/A | Sofar Solar | ME 20KTL-3PH | 2 | 45
4670 | Sofar Solar | GTX3000-H5 | N/A | Sofar Solar | ME 10KTL-3PH | 4 | 45
4671 | Sofar Solar | GTX3000-H10 | N/A | Sofar Solar | ME 15KTL-3PH | 2 | 45
4672 | Sofar Solar | GTX3000-H10 | N/A | Sofar Solar | HYD 6KTL-3PH | 2 | 45
4673 | Sofar Solar | GTX3000-H5 | N/A | Sofar Solar | ME 8KTL-3PH | 4 | 45
4674 | Sofar Solar | GTX3000-H7 | N/A | Sofar Solar | HYD 6KTL-3PH | 3 | 47.25
4675 | Sofar Solar | GTX3000-H7 | N/A | Sofar Solar | ME 15KTL-3PH | 3 | 47.25
4676 | Sofar Solar | GTX3000-H7 | N/A | Sofar Solar | HYD 10KTL-3PH | 3 | 47.25
4677 | Sofar Solar | GTX3000-H7 | N/A | Sofar Solar | HYD 20KTL-3PH | 3 | 47.25
4678 | Sofar Solar | GTX3000-H7 | N/A | Sofar Solar | HYD 5KTL-3PH | 3 | 47.25
4679 | Sofar Solar | GTX3000-H7 | N/A | Sofar Solar | HYD 15KTL-3PH | 3 | 47.25
4680 | Sofar Solar | GTX3000-H7 | N/A | Sofar Solar | HYD 8KTL-3PH | 3 | 47.25
4681 | Sofar Solar | GTX3000-H7 | N/A | Sofar Solar | ME 5KTL-3PH | 3 | 47.25
4682 | Sofar Solar | GTX3000-H7 | N/A | Sofar Solar | ME 6KTL-3PH | 3 | 47.25
4683 | Sofar Solar | GTX3000-H7 | N/A | Sofar Solar | ME 8KTL-3PH | 3 | 47.25
4684 | Sofar Solar | GTX3000-H7 | N/A | Sofar Solar | ME 20KTL-3PH | 3 | 47.25
4685 | Sofar Solar | GTX3000-H7 | N/A | Sofar Solar | ME 10KTL-3PH | 3 | 47.25
4686 | Sofar Solar | GTX3000-H8 | N/A | Sofar Solar | HYD 15KTL-3PH | 3 | 54
4687 | Sofar Solar | GTX3000-H6 | N/A | Sofar Solar | ME 6KTL-3PH | 4 | 54
4688 | Sofar Solar | GTX3000-H8 | N/A | Sofar Solar | HYD 20KTL-3PH | 3 | 54
4689 | Sofar Solar | GTX3000-H8 | N/A | Sofar Solar | HYD 6KTL-3PH | 3 | 54
4690 | Sofar Solar | GTX3000-H6 | N/A | Sofar Solar | HYD 20KTL-3PH | 4 | 54
4691 | Sofar Solar | GTX3000-H6 | N/A | Sofar Solar | HYD 15KTL-3PH | 4 | 54
4692 | Sofar Solar | GTX3000-H8 | N/A | Sofar Solar | HYD 8KTL-3PH | 3 | 54
4693 | Sofar Solar | GTX3000-H6 | N/A | Sofar Solar | ME 20KTL-3PH | 4 | 54
4694 | Sofar Solar | GTX3000-H8 | N/A | Sofar Solar | ME 6KTL-3PH | 3 | 54
4695 | Sofar Solar | GTX3000-H6 | N/A | Sofar Solar | ME 15KTL-3PH | 4 | 54
4696 | Sofar Solar | GTX3000-H6 | N/A | Sofar Solar | HYD 10KTL-3PH | 4 | 54
4697 | Sofar Solar | GTX3000-H8 | N/A | Sofar Solar | HYD 10KTL-3PH | 3 | 54
4698 | Sofar Solar | GTX3000-H6 | N/A | Sofar Solar | ME 8KTL-3PH | 4 | 54
4699 | Sofar Solar | GTX3000-H6 | N/A | Sofar Solar | ME 5KTL-3PH | 4 | 54
4700 | Sofar Solar | GTX3000-H8 | N/A | Sofar Solar | HYD 5KTL-3PH | 3 | 54
4701 | Sofar Solar | GTX3000-H6 | N/A | Sofar Solar | HYD 5KTL-3PH | 4 | 54
4702 | Sofar Solar | GTX3000-H8 | N/A | Sofar Solar | ME 10KTL-3PH | 3 | 54
4703 | Sofar Solar | GTX3000-H8 | N/A | Sofar Solar | ME 5KTL-3PH | 3 | 54
4704 | Sofar Solar | GTX3000-H6 | N/A | Sofar Solar | HYD 6KTL-3PH | 4 | 54
4705 | Sofar Solar | GTX3000-H6 | N/A | Sofar Solar | HYD 8KTL-3PH | 4 | 54
4706 | Sofar Solar | GTX3000-H8 | N/A | Sofar Solar | ME 20KTL-3PH | 3 | 54
4707 | Sofar Solar | GTX3000-H8 | N/A | Sofar Solar | ME 15KTL-3PH | 3 | 54
4708 | Sofar Solar | GTX3000-H8 | N/A | Sofar Solar | ME 8KTL-3PH | 3 | 54
4709 | Sofar Solar | GTX3000-H6 | N/A | Sofar Solar | ME 10KTL-3PH | 4 | 54
4710 | Sofar Solar | GTX3000-H9 | N/A | Sofar Solar | ME 10KTL-3PH | 3 | 60.75
4711 | Sofar Solar | GTX3000-H9 | N/A | Sofar Solar | ME 8KTL-3PH | 3 | 60.75
4712 | Sofar Solar | GTX3000-H9 | N/A | Sofar Solar | HYD 6KTL-3PH | 3 | 60.75
4713 | Sofar Solar | GTX3000-H9 | N/A | Sofar Solar | HYD 20KTL-3PH | 3 | 60.75
4714 | Sofar Solar | GTX3000-H9 | N/A | Sofar Solar | ME 6KTL-3PH | 3 | 60.75
4715 | Sofar Solar | GTX3000-H9 | N/A | Sofar Solar | HYD 8KTL-3PH | 3 | 60.75
4716 | Sofar Solar | GTX3000-H9 | N/A | Sofar Solar | HYD 10KTL-3PH | 3 | 60.75
4717 | Sofar Solar | GTX3000-H9 | N/A | Sofar Solar | HYD 5KTL-3PH | 3 | 60.75
4718 | Sofar Solar | GTX3000-H9 | N/A | Sofar Solar | ME 5KTL-3PH | 3 | 60.75
4719 | Sofar Solar | GTX3000-H9 | N/A | Sofar Solar | ME 20KTL-3PH | 3 | 60.75
4720 | Sofar Solar | GTX3000-H9 | N/A | Sofar Solar | HYD 15KTL-3PH | 3 | 60.75
4721 | Sofar Solar | GTX3000-H9 | N/A | Sofar Solar | ME 15KTL-3PH | 3 | 60.75
4722 | Sofar Solar | GTX3000-H7 | N/A | Sofar Solar | ME 20KTL-3PH | 4 | 63
4723 | Sofar Solar | GTX3000-H7 | N/A | Sofar Solar | ME 10KTL-3PH | 4 | 63
4724 | Sofar Solar | GTX3000-H7 | N/A | Sofar Solar | HYD 20KTL-3PH | 4 | 63
4725 | Sofar Solar | GTX3000-H7 | N/A | Sofar Solar | ME 15KTL-3PH | 4 | 63
4726 | Sofar Solar | GTX3000-H7 | N/A | Sofar Solar | HYD 6KTL-3PH | 4 | 63
4727 | Sofar Solar | GTX3000-H7 | N/A | Sofar Solar | ME 5KTL-3PH | 4 | 63
4728 | Sofar Solar | GTX3000-H7 | N/A | Sofar Solar | HYD 5KTL-3PH | 4 | 63
4729 | Sofar Solar | GTX3000-H7 | N/A | Sofar Solar | HYD 8KTL-3PH | 4 | 63
4730 | Sofar Solar | GTX3000-H7 | N/A | Sofar Solar | ME 8KTL-3PH | 4 | 63
4731 | Sofar Solar | GTX3000-H7 | N/A | Sofar Solar | HYD 10KTL-3PH | 4 | 63
4732 | Sofar Solar | GTX3000-H7 | N/A | Sofar Solar | HYD 15KTL-3PH | 4 | 63
4733 | Sofar Solar | GTX3000-H7 | N/A | Sofar Solar | ME 6KTL-3PH | 4 | 63
4734 | Sofar Solar | GTX3000-H10 | N/A | Sofar Solar | HYD 5KTL-3PH | 3 | 67.5
4735 | Sofar Solar | GTX3000-H10 | N/A | Sofar Solar | HYD 8KTL-3PH | 3 | 67.5
4736 | Sofar Solar | GTX3000-H10 | N/A | Sofar Solar | HYD 15KTL-3PH | 3 | 67.5
4737 | Sofar Solar | GTX3000-H10 | N/A | Sofar Solar | ME 6KTL-3PH | 3 | 67.5
4738 | Sofar Solar | GTX3000-H10 | N/A | Sofar Solar | ME 15KTL-3PH | 3 | 67.5
4739 | Sofar Solar | GTX3000-H10 | N/A | Sofar Solar | ME 5KTL-3PH | 3 | 67.5
4740 | Sofar Solar | GTX3000-H10 | N/A | Sofar Solar | ME 10KTL-3PH | 3 | 67.5
4741 | Sofar Solar | GTX3000-H10 | N/A | Sofar Solar | ME 8KTL-3PH | 3 | 67.5
4742 | Sofar Solar | GTX3000-H10 | N/A | Sofar Solar | HYD 20KTL-3PH | 3 | 67.5
4743 | Sofar Solar | GTX3000-H10 | N/A | Sofar Solar | HYD 10KTL-3PH | 3 | 67.5
4744 | Sofar Solar | GTX3000-H10 | N/A | Sofar Solar | HYD 6KTL-3PH | 3 | 67.5
4745 | Sofar Solar | GTX3000-H10 | N/A | Sofar Solar | ME 20KTL-3PH | 3 | 67.5
4746 | Sofar Solar | GTX3000-H8 | N/A | Sofar Solar | HYD 15KTL-3PH | 4 | 72
4747 | Sofar Solar | GTX3000-H8 | N/A | Sofar Solar | HYD 10KTL-3PH | 4 | 72
4748 | Sofar Solar | GTX3000-H8 | N/A | Sofar Solar | HYD 8KTL-3PH | 4 | 72
4749 | Sofar Solar | GTX3000-H8 | N/A | Sofar Solar | HYD 5KTL-3PH | 4 | 72
4750 | Sofar Solar | GTX3000-H8 | N/A | Sofar Solar | ME 5KTL-3PH | 4 | 72
4751 | Sofar Solar | GTX3000-H8 | N/A | Sofar Solar | ME 10KTL-3PH | 4 | 72
4752 | Sofar Solar | GTX3000-H8 | N/A | Sofar Solar | ME 15KTL-3PH | 4 | 72
4753 | Sofar Solar | GTX3000-H8 | N/A | Sofar Solar | ME 6KTL-3PH | 4 | 72
4754 | Sofar Solar | GTX3000-H8 | N/A | Sofar Solar | ME 20KTL-3PH | 4 | 72
4755 | Sofar Solar | GTX3000-H8 | N/A | Sofar Solar | HYD 20KTL-3PH | 4 | 72
4756 | Sofar Solar | GTX3000-H8 | N/A | Sofar Solar | HYD 6KTL-3PH | 4 | 72
4757 | Sofar Solar | GTX3000-H8 | N/A | Sofar Solar | ME 8KTL-3PH | 4 | 72
4758 | Sofar Solar | GTX3000-H9 | N/A | Sofar Solar | ME 15KTL-3PH | 4 | 81
4759 | Sofar Solar | GTX3000-H9 | N/A | Sofar Solar | ME 5KTL-3PH | 4 | 81
4760 | Sofar Solar | GTX3000-H9 | N/A | Sofar Solar | ME 6KTL-3PH | 4 | 81
4761 | Sofar Solar | GTX3000-H9 | N/A | Sofar Solar | HYD 8KTL-3PH | 4 | 81
4762 | Sofar Solar | GTX3000-H9 | N/A | Sofar Solar | HYD 15KTL-3PH | 4 | 81
4763 | Sofar Solar | GTX3000-H9 | N/A | Sofar Solar | ME 8KTL-3PH | 4 | 81
4764 | Sofar Solar | GTX3000-H9 | N/A | Sofar Solar | HYD 10KTL-3PH | 4 | 81
4765 | Sofar Solar | GTX3000-H9 | N/A | Sofar Solar | HYD 20KTL-3PH | 4 | 81
4766 | Sofar Solar | GTX3000-H9 | N/A | Sofar Solar | ME 20KTL-3PH | 4 | 81
4767 | Sofar Solar | GTX3000-H9 | N/A | Sofar Solar | HYD 5KTL-3PH | 4 | 81
4768 | Sofar Solar | GTX3000-H9 | N/A | Sofar Solar | ME 10KTL-3PH | 4 | 81
4769 | Sofar Solar | GTX3000-H9 | N/A | Sofar Solar | HYD 6KTL-3PH | 4 | 81
4770 | Sofar Solar | GTX3000-H10 | N/A | Sofar Solar | HYD 5KTL-3PH | 4 | 90
4771 | Sofar Solar | GTX3000-H10 | N/A | Sofar Solar | ME 6KTL-3PH | 4 | 90
4772 | Sofar Solar | GTX3000-H10 | N/A | Sofar Solar | HYD 15KTL-3PH | 4 | 90
4773 | Sofar Solar | GTX3000-H10 | N/A | Sofar Solar | HYD 20KTL-3PH | 4 | 90
4774 | Sofar Solar | GTX3000-H10 | N/A | Sofar Solar | ME 20KTL-3PH | 4 | 90
4775 | Sofar Solar | GTX3000-H10 | N/A | Sofar Solar | ME 15KTL-3PH | 4 | 90
4776 | Sofar Solar | GTX3000-H10 | N/A | Sofar Solar | ME 8KTL-3PH | 4 | 90
4777 | Sofar Solar | GTX3000-H10 | N/A | Sofar Solar | HYD 10KTL-3PH | 4 | 90
4778 | Sofar Solar | GTX3000-H10 | N/A | Sofar Solar | ME 10KTL-3PH | 4 | 90
4779 | Sofar Solar | GTX3000-H10 | N/A | Sofar Solar | HYD 6KTL-3PH | 4 | 90
4780 | Sofar Solar | GTX3000-H10 | N/A | Sofar Solar | HYD 8KTL-3PH | 4 | 90
4781 | Sofar Solar | GTX3000-H10 | N/A | Sofar Solar | ME 5KTL-3PH | 4 | 90
4782 | SolaX | T-BAT HS7.2 | N/A | SolaX | X1-Hybrid-5.0-D | 1 | 6.5
4783 | SolaX | T-BAT HS7.2 | N/A | SolaX | X1-Hybrid-3.0-D | 1 | 6.5
4784 | SolaX | T-BAT HS7.2 | N/A | SolaX | X1-Hybrid-3.0-D | 1 | 6.5
4785 | SolaX | T-BAT HS7.2 | N/A | SolaX | X1-Hybrid-3.0-D | 1 | 6.5
4786 | SolaX | T-BAT HS7.2 | N/A | SolaX | X1-Hybrid-3.7-D | 1 | 6.5
4787 | SolaX | T-BAT HS7.2 | N/A | SolaX | X1-Hybrid-5.0-D | 1 | 6.5
4788 | SolaX | T-BAT HS7.2 | N/A | SolaX | X1-Hybrid-7.5-D | 1 | 6.5
4789 | SolaX | T-BAT HS7.2 | N/A | SolaX | X1-Hybrid-7.5-D | 1 | 6.5
4790 | SolaX | T-BAT HS7.2 | N/A | SolaX | X1-Hybrid-6.0-D | 1 | 6.5
4791 | SolaX | T-BAT HS7.2 | N/A | SolaX | X1-Hybrid-5.0-D | 1 | 6.5
4792 | SolaX | T-BAT HS7.2 | N/A | SolaX | X1-Hybrid-6.0-D | 1 | 6.5
4793 | SolaX | T-BAT HS7.2 | N/A | SolaX | X1-Hybrid-3.7-D | 1 | 6.5
4794 | SolaX | T-BAT HS7.2 | N/A | SolaX | X1-Hybrid-7.5-D | 1 | 6.5
4795 | SolaX | T-BAT HS7.2 | N/A | SolaX | X1-Hybrid-3.7-D | 1 | 6.5
4796 | SolaX | T-BAT HS7.2 | N/A | SolaX | X1-Hybrid-6.0-D | 1 | 6.5
4797 | SolaX | T-BAT H 9.0 V2 | N/A | SolaX | X1-Fit-4.6I | 1 | 8.3
4798 | SolaX | T-BAT H 9.0 V2 | N/A | SolaX | X1-Hybrid-6.0-M | 1 | 8.3
4799 | SolaX | T-BAT H 9.0 V2 | N/A | SolaX | X1-Fit-5.0E | 1 | 8.3
4800 | SolaX | T-BAT H 9.0 V2 | N/A | SolaX | X1-Hybrid-3.0-M | 1 | 8.3
4801 | SolaX | T-BAT H 9.0 V2 | N/A | SolaX | X1-Fit-3.7I | 1 | 8.3
4802 | SolaX | T-BAT H 9.0 V2 | N/A | SolaX | X1-Hybrid-7.5-D | 1 | 8.3
4803 | SolaX | T-BAT H 9.0 V2 | N/A | SolaX | X3-Hybrid-12.0-D | 1 | 8.3
4804 | SolaX | T-BAT H 9.0 V2 | N/A | SolaX | X1-Fit-5.0I | 1 | 8.3
4805 | SolaX | T-BAT H 9.0 V2 | N/A | SolaX | X3-Hybrid-5.0-D | 1 | 8.3
4806 | SolaX | T-BAT H 9.0 V2 | N/A | SolaX | X1-Hybrid-3.0-N-I | 1 | 8.3
4807 | SolaX | T-BAT H 9.0 V2 | N/A | SolaX | X1-Hybrid-3.7-M | 1 | 8.3
4808 | SolaX | T-BAT H 9.0 V2 | N/A | SolaX | X1-Hybrid-3.7-N-I | 1 | 8.3
4809 | SolaX | T-BAT H 9.0 V2 | N/A | SolaX | X1-Fit-4.6E | 1 | 8.3
4810 | SolaX | T-BAT H 9.0 V2 | N/A | SolaX | X1-Hybrid-5.0-N-I | 1 | 8.3
4811 | SolaX | T-BAT H 9.0 V2 | N/A | SolaX | X1-Hybrid-5.0-N-E | 1 | 8.3
4812 | SolaX | T-BAT H 9.0 V2 | N/A | SolaX | X1-Hybrid-5.0-M | 1 | 8.3
4813 | SolaX | T-BAT H 9.0 V2 | N/A | SolaX | X3-Hybrid-6.0-D | 1 | 8.3
4814 | SolaX | T-BAT H 9.0 V2 | N/A | SolaX | X1-Hybrid-7.5-M | 1 | 8.3
4815 | SolaX | T-BAT H 9.0 V2 | N/A | SolaX | X1-Hybrid-6.0-D | 1 | 8.3
4816 | SolaX | T-BAT H 9.0 V2 | N/A | SolaX | X3-Hybrid-15.0-D | 1 | 8.3
4817 | SolaX | T-BAT H 9.0 V2 | N/A | SolaX | X1-Hybrid-5.0-D | 1 | 8.3
4818 | SolaX | T-BAT H 9.0 V2 | N/A | SolaX | X3-Hybrid-10.0-D | 1 | 8.3
4819 | SolaX | T-BAT H 9.0 V2 | N/A | SolaX | X1-Hybrid-3.7-D | 1 | 8.3
4820 | SolaX | T-BAT H 9.0 V2 | N/A | SolaX | X1-Fit-3.7E | 1 | 8.3
4821 | SolaX | T-BAT H 9.0 V2 | N/A | SolaX | X1-Hybrid-3.0-D | 1 | 8.3
4822 | SolaX | T-BAT H 9.0 V2 | N/A | SolaX | X3-Hybrid-8.0-D | 1 | 8.3
4823 | SolaX | T-BAT HS10.8 | N/A | SolaX | X1-Hybrid-7.5-D | 1 | 9.9
4824 | SolaX | T-BAT HS10.8 | N/A | SolaX | X1-Hybrid-3.0-D | 1 | 9.9
4825 | SolaX | T-BAT HS10.8 | N/A | SolaX | X1-Hybrid-7.5-D | 1 | 9.9
4826 | SolaX | T-BAT HS10.8 | N/A | SolaX | X3-Hybrid-8.0-D | 1 | 9.9
4827 | SolaX | T-BAT HS10.8 | N/A | SolaX | X3-Hybrid-8.0-D | 1 | 9.9
4828 | SolaX | T-BAT HS10.8 | N/A | SolaX | X3-Hybrid-8.0-D | 1 | 9.9
4829 | SolaX | T-BAT HS10.8 | N/A | SolaX | X3-Hybrid-10.0-D | 1 | 9.9
4830 | SolaX | T-BAT HS10.8 | N/A | SolaX | X3-Hybrid-5.0-D | 1 | 9.9
4831 | SolaX | T-BAT HS10.8 | N/A | SolaX | X3-Hybrid-15.0-D | 1 | 9.9
4832 | SolaX | T-BAT HS10.8 | N/A | SolaX | X1-Hybrid-3.7-D | 1 | 9.9
4833 | SolaX | T-BAT HS10.8 | N/A | SolaX | X1-Hybrid-7.5-D | 1 | 9.9
4834 | SolaX | T-BAT HS10.8 | N/A | SolaX | X1-Hybrid-3.0-D | 1 | 9.9
4835 | SolaX | T-BAT HS10.8 | N/A | SolaX | X3-Hybrid-6.0-D | 1 | 9.9
4836 | SolaX | T-BAT HS10.8 | N/A | SolaX | X1-Hybrid-6.0-D | 1 | 9.9
4837 | SolaX | T-BAT HS10.8 | N/A | SolaX | X3-Hybrid-6.0-D | 1 | 9.9
4838 | SolaX | T-BAT HS10.8 | N/A | SolaX | X3-Hybrid-12.0-D | 1 | 9.9
4839 | SolaX | T-BAT HS10.8 | N/A | SolaX | X3-Hybrid-12.0-D | 1 | 9.9
4840 | SolaX | T-BAT HS10.8 | N/A | SolaX | X3-Hybrid-15.0-D | 1 | 9.9
4841 | SolaX | T-BAT HS10.8 | N/A | SolaX | X3-Hybrid-5.0-D | 1 | 9.9
4842 | SolaX | T-BAT HS10.8 | N/A | SolaX | X3-Hybrid-6.0-D | 1 | 9.9
4843 | SolaX | T-BAT HS10.8 | N/A | SolaX | X1-Hybrid-3.7-D | 1 | 9.9
4844 | SolaX | T-BAT HS10.8 | N/A | SolaX | X1-Hybrid-3.0-D | 1 | 9.9
4845 | SolaX | T-BAT HS10.8 | N/A | SolaX | X3-Hybrid-5.0-D | 1 | 9.9
4846 | SolaX | T-BAT HS10.8 | N/A | SolaX | X1-Hybrid-6.0-D | 1 | 9.9
4847 | SolaX | T-BAT HS10.8 | N/A | SolaX | X1-Hybrid-3.7-D | 1 | 9.9
4848 | SolaX | T-BAT HS10.8 | N/A | SolaX | X3-Hybrid-15.0-D | 1 | 9.9
4849 | SolaX | T-BAT HS10.8 | N/A | SolaX | X3-Hybrid-10.0-D | 1 | 9.9
4850 | SolaX | T-BAT HS10.8 | N/A | SolaX | X1-Hybrid-5.0-D | 1 | 9.9
4851 | SolaX | T-BAT HS10.8 | N/A | SolaX | X3-Hybrid-10.0-D | 1 | 9.9
4852 | SolaX | T-BAT HS10.8 | N/A | SolaX | X1-Hybrid-5.0-D | 1 | 9.9
4853 | SolaX | T-BAT HS10.8 | N/A | SolaX | X3-Hybrid-12.0-D | 1 | 9.9
4854 | SolaX | T-BAT HS10.8 | N/A | SolaX | X1-Hybrid-6.0-D | 1 | 9.9
4855 | SolaX | T-BAT HS10.8 | N/A | SolaX | X1-Hybrid-5.0-D | 1 | 9.9
4856 | SolaX | T-Bat H 5.8 | N/A | SolaX | X1-Fit-5.0-I | 2 | 10.4
4857 | SolaX | T-Bat H 5.8 | N/A | SolaX | X1-Hybrid-3.0-N-I | 2 | 10.4
4858 | SolaX | T-Bat H 5.8 | N/A | SolaX | X1-Hybrid-5.0-N-I | 2 | 10.4
4859 | SolaX | T-Bat H 5.8 | N/A | SolaX | X1-Hybrid-3.7-N-I | 2 | 10.4
4860 | SolaX | T-BAT H 12.0 V2 | N/A | SolaX | X1-Hybrid-5.0-D | 1 | 11
4861 | SolaX | T-BAT H 12.0 V2 | N/A | SolaX | X1-Hybrid-3.0-M | 1 | 11
4862 | SolaX | T-BAT H 12.0 V2 | N/A | SolaX | X1-Fit-4.6E | 1 | 11
4863 | SolaX | T-BAT H 12.0 V2 | N/A | SolaX | X1-Hybrid-6.0-D | 1 | 11
4864 | SolaX | T-BAT H 12.0 V2 | N/A | SolaX | X1-Hybrid-7.5-D | 1 | 11
4865 | SolaX | T-BAT H 12.0 V2 | N/A | SolaX | X1-Fit-5.0E | 1 | 11
4866 | SolaX | T-BAT H 12.0 V2 | N/A | SolaX | X1-Fit-3.7I | 1 | 11
4867 | SolaX | T-BAT H 12.0 V2 | N/A | SolaX | X1-Hybrid-6.0-M | 1 | 11
4868 | SolaX | T-BAT H 12.0 V2 | N/A | SolaX | X1-Fit-4.6I | 1 | 11
4869 | SolaX | T-BAT H 12.0 V2 | N/A | SolaX | X1-Hybrid-3.0-N-I | 1 | 11
4870 | SolaX | T-BAT H 12.0 V2 | N/A | SolaX | X1-Hybrid-3.7-N-I | 1 | 11
4871 | SolaX | T-BAT H 12.0 V2 | N/A | SolaX | X1-Hybrid-5.0-M | 1 | 11
4872 | SolaX | T-BAT H 12.0 V2 | N/A | SolaX | X1-Hybrid-5.0-N-I | 1 | 11
4873 | SolaX | T-BAT H 12.0 V2 | N/A | SolaX | X1-Hybrid-5.0-N-E | 1 | 11
4874 | SolaX | T-BAT H 12.0 V2 | N/A | SolaX | X1-Hybrid-3.0-D | 1 | 11
4875 | SolaX | T-BAT H 12.0 V2 | N/A | SolaX | X1-Fit-5.0I | 1 | 11
4876 | SolaX | T-BAT H 12.0 V2 | N/A | SolaX | X3-Hybrid-15.0-D | 1 | 11
4877 | SolaX | T-BAT H 12.0 V2 | N/A | SolaX | X1-Hybrid-3.7-M | 1 | 11
4878 | SolaX | T-BAT H 12.0 V2 | N/A | SolaX | X1-Hybrid-3.7-D | 1 | 11
4879 | SolaX | T-BAT H 12.0 V2 | N/A | SolaX | X3-Hybrid-12.0-D | 1 | 11
4880 | SolaX | T-BAT H 12.0 V2 | N/A | SolaX | X1-Fit-3.7E | 1 | 11
4881 | SolaX | T-BAT H 12.0 V2 | N/A | SolaX | X1-Hybrid-7.5-M | 1 | 11
4882 | SolaX | T-BAT H 12.0 V2 | N/A | SolaX | X3-Hybrid-8.0-D | 1 | 11
4883 | SolaX | T-BAT H 12.0 V2 | N/A | SolaX | X3-Hybrid-6.0-D | 1 | 11
4884 | SolaX | T-BAT H 12.0 V2 | N/A | SolaX | X3-Hybrid-5.0-D | 1 | 11
4885 | SolaX | T-BAT H 12.0 V2 | N/A | SolaX | X3-Hybrid-10.0-D | 1 | 11
4886 | SolaX | T-BAT H 11.5 | N/A | SolaX | X1-Hybrid-3.0-D | 1 | 11.5
4887 | SolaX | T-BAT H 11.5 | N/A | SolaX | X1-Hybrid-3.7-D | 1 | 11.5
4888 | SolaX | T-BAT H 11.5 | N/A | SolaX | X3-Hybrid-6.0-D | 1 | 11.5
4889 | SolaX | T-BAT H 11.5 | N/A | SolaX | X1-Hybrid-5.0-D | 1 | 11.5
4890 | SolaX | T-BAT H 11.5 | N/A | SolaX | X1-Hybrid-6.0-D | 1 | 11.5
4891 | SolaX | T-BAT H 11.5 | N/A | SolaX | X1-Hybrid-6.0-M | 1 | 11.5
4892 | SolaX | T-BAT H 11.5 | N/A | SolaX | X1-Hybrid-3.0-D | 1 | 11.5
4893 | SolaX | T-BAT H 11.5 | N/A | SolaX | X1-Hybrid-3.7-D | 1 | 11.5
4894 | SolaX | T-BAT H 11.5 | N/A | SolaX | X3-Hybrid-8.0-D | 1 | 11.5
4895 | SolaX | T-BAT H 11.5 | N/A | SolaX | X1-Hybrid-5.0-D | 1 | 11.5
4896 | SolaX | T-BAT H 11.5 | N/A | SolaX | X1-Hybrid-7.5-D | 1 | 11.5
4897 | SolaX | T-BAT H 11.5 | N/A | SolaX | X3-Hybrid-15.0-D | 1 | 11.5
4898 | SolaX | T-BAT H 11.5 | N/A | SolaX | X1-Hybrid-3.0-M | 1 | 11.5
4899 | SolaX | T-BAT H 11.5 | N/A | SolaX | X3-Hybrid-5.0-D | 1 | 11.5
4900 | SolaX | T-BAT H 11.5 | N/A | SolaX | X1-Hybrid-7.5-M | 1 | 11.5
4901 | SolaX | T-BAT H 11.5 | N/A | SolaX | X1-Hybrid-3.7-M | 1 | 11.5
4902 | SolaX | T-BAT H 11.5 | N/A | SolaX | X1-Hybrid-6.0-M | 1 | 11.5
4903 | SolaX | T-BAT H 11.5 | N/A | SolaX | X1-Hybrid-6.0-D | 1 | 11.5
4904 | SolaX | T-BAT H 11.5 | N/A | SolaX | X1-Fit-4.6I | 1 | 11.5
4905 | SolaX | T-BAT H 11.5 | N/A | SolaX | X1-Hybrid-5.0-M | 1 | 11.5
4906 | SolaX | T-BAT H 11.5 | N/A | SolaX | X1-Hybrid-3.7-M | 1 | 11.5
4907 | SolaX | T-BAT H 11.5 | N/A | SolaX | X3-Hybrid-5.0-D | 1 | 11.5
4908 | SolaX | T-BAT H 11.5 | N/A | SolaX | X3-Hybrid-10.0-D | 1 | 11.5
4909 | SolaX | T-BAT H 11.5 | N/A | SolaX | X3-Hybrid-8.0-D | 1 | 11.5
4910 | SolaX | T-BAT H 11.5 | N/A | SolaX | X3-Hybrid-12.0-D | 1 | 11.5
4911 | SolaX | T-BAT H 11.5 | N/A | SolaX | X3-Hybrid-12.0-D | 1 | 11.5
4912 | SolaX | T-BAT H 11.5 | N/A | SolaX | X3-Hybrid-10.0-D | 1 | 11.5
4913 | SolaX | T-BAT H 11.5 | N/A | SolaX | X3-Hybrid-15.0-D | 1 | 11.5
4914 | SolaX | T-BAT H 11.5 | N/A | SolaX | X3-Hybrid-6.0-D | 1 | 11.5
4915 | SolaX | T-BAT H 11.5 | N/A | SolaX | X1-Hybrid-7.5-D | 1 | 11.5
4916 | SolaX | T-BAT H 11.5 | N/A | SolaX | X1-Fit-4.6E | 1 | 11.5
4917 | SolaX | T-BAT H 11.5 | N/A | SolaX | X1-Hybrid-5.0-M | 1 | 11.5
4918 | SolaX | T-BAT H 11.5 | N/A | SolaX | X1-Hybrid-7.5-M | 1 | 11.5
4919 | SolaX | T-BAT H 11.5 | N/A | SolaX | X1-Hybrid-3.0-M | 1 | 11.5
4920 | SolaX | T-Bat H 5.8 | N/A | SolaX | X1-Hybrid-3.7-N-I | 2 | 11.6
4921 | SolaX | T-Bat H 5.8 | N/A | SolaX | X1-Hybrid-3.0-N-I | 2 | 11.6
4922 | SolaX | T-Bat H 5.8 | N/A | SolaX | X1-Hybrid-5.0-N-I | 2 | 11.6
4923 | SolaX | T-Bat H 5.8 | N/A | SolaX | X1-Fit-5.0I | 2 | 11.6
4924 | SolaX | T-BAT HS14.4 | N/A | SolaX | X3-Hybrid-10.0-D | 1 | 13.3
4925 | SolaX | T-BAT HS14.4 | N/A | SolaX | X3-Hybrid-15.0-D | 1 | 13.3
4926 | SolaX | T-BAT HS14.4 | N/A | SolaX | X3-Hybrid-10.0-D | 1 | 13.3
4927 | SolaX | T-BAT HS14.4 | N/A | SolaX | X3-Hybrid-15.0-D | 1 | 13.3
4928 | SolaX | T-BAT HS14.4 | N/A | SolaX | X3-Hybrid-6.0-D | 1 | 13.3
4929 | SolaX | T-BAT HS14.4 | N/A | SolaX | X3-Hybrid-12.0-D | 1 | 13.3
4930 | SolaX | T-BAT HS14.4 | N/A | SolaX | X3-Hybrid-10.0-D | 1 | 13.3
4931 | SolaX | T-BAT HS14.4 | N/A | SolaX | X3-Hybrid-6.0-D | 1 | 13.3
4932 | SolaX | T-BAT HS14.4 | N/A | SolaX | X1-Hybrid-3.0-D | 1 | 13.3
4933 | SolaX | T-BAT HS14.4 | N/A | SolaX | X3-Hybrid-12.0-D | 1 | 13.3
4934 | SolaX | T-BAT HS14.4 | N/A | SolaX | X3-Hybrid-8.0-D | 1 | 13.3
4935 | SolaX | T-BAT HS14.4 | N/A | SolaX | X1-Hybrid-3.7-D | 1 | 13.3
4936 | SolaX | T-BAT HS14.4 | N/A | SolaX | X1-Hybrid-3.7-D | 1 | 13.3
4937 | SolaX | T-BAT HS14.4 | N/A | SolaX | X1-Hybrid-5.0-D | 1 | 13.3
4938 | SolaX | T-BAT HS14.4 | N/A | SolaX | X1-Hybrid-3.7-D | 1 | 13.3
4939 | SolaX | T-BAT HS14.4 | N/A | SolaX | X1-Hybrid-3.0-D | 1 | 13.3
4940 | SolaX | T-BAT HS14.4 | N/A | SolaX | X3-Hybrid-6.0-D | 1 | 13.3
4941 | SolaX | T-BAT HS14.4 | N/A | SolaX | X3-Hybrid-8.0-D | 1 | 13.3
4942 | SolaX | T-BAT HS14.4 | N/A | SolaX | X3-Hybrid-8.0-D | 1 | 13.3
4943 | SolaX | T-BAT HS14.4 | N/A | SolaX | X3-Hybrid-5.0-D | 1 | 13.3
4944 | SolaX | T-BAT HS14.4 | N/A | SolaX | X1-Hybrid-3.0-D | 1 | 13.3
4945 | SolaX | T-BAT HS14.4 | N/A | SolaX | X3-Hybrid-12.0-D | 1 | 13.3
4946 | SolaX | T-BAT HS14.4 | N/A | SolaX | X1-Hybrid-7.5-D | 1 | 13.3
4947 | SolaX | T-BAT HS14.4 | N/A | SolaX | X3-Hybrid-5.0-D | 1 | 13.3
4948 | SolaX | T-BAT HS14.4 | N/A | SolaX | X1-Hybrid-6.0-D | 1 | 13.3
4949 | SolaX | T-BAT HS14.4 | N/A | SolaX | X3-Hybrid-5.0-D | 1 | 13.3
4950 | SolaX | T-BAT HS14.4 | N/A | SolaX | X1-Hybrid-5.0-D | 1 | 13.3
4951 | SolaX | T-BAT HS14.4 | N/A | SolaX | X1-Hybrid-6.0-D | 1 | 13.3
4952 | SolaX | T-BAT HS14.4 | N/A | SolaX | X3-Hybrid-15.0-D | 1 | 13.3
4953 | SolaX | T-BAT HS14.4 | N/A | SolaX | X1-Hybrid-7.5-D | 1 | 13.3
4954 | SolaX | T-BAT HS14.4 | N/A | SolaX | X1-Hybrid-6.0-D | 1 | 13.3
4955 | SolaX | T-BAT HS14.4 | N/A | SolaX | X1-Hybrid-5.0-D | 1 | 13.3
4956 | SolaX | T-BAT HS14.4 | N/A | SolaX | X1-Hybrid-7.5-D | 1 | 13.3
4957 | SolaX | T-Bat H 5.8 | N/A | SolaX | X1-Fit-4.6-I | 3 | 15.6
4958 | SolaX | T-Bat H 5.8 | N/A | SolaX | X1-Hybrid-3.7-N-I | 3 | 15.6
4959 | SolaX | T-Bat H 5.8 | N/A | SolaX | X1-Hybrid-5.0-N-I | 3 | 15.6
4960 | SolaX | T-Bat H 5.8 | N/A | SolaX | X1-Fit-3.7-I | 3 | 15.6
4961 | SolaX | T-Bat H 5.8 | N/A | SolaX | X1-Fit-5.0-I | 3 | 15.6
4962 | SolaX | T-Bat H 5.8 | N/A | SolaX | X1-Hybrid-3.0-N-I | 3 | 15.6
4963 | SolaX | T-BAT HS18.0 | N/A | SolaX | X3-Hybrid-6.0-D | 1 | 16.5
4964 | SolaX | T-BAT HS18.0 | N/A | SolaX | X3-Hybrid-8.0-D | 1 | 16.5
4965 | SolaX | T-BAT HS18.0 | N/A | SolaX | X3-Hybrid-10.0-D | 1 | 16.5
4966 | SolaX | T-BAT HS18.0 | N/A | SolaX | X3-Hybrid-15.0-D | 1 | 16.5
4967 | SolaX | T-BAT HS18.0 | N/A | SolaX | X3-Hybrid-8.0-D | 1 | 16.5
4968 | SolaX | T-BAT HS18.0 | N/A | SolaX | X3-Hybrid-6.0-D | 1 | 16.5
4969 | SolaX | T-BAT HS18.0 | N/A | SolaX | X3-Hybrid-5.0-D | 1 | 16.5
4970 | SolaX | T-BAT HS18.0 | N/A | SolaX | X3-Hybrid-12.0-D | 1 | 16.5
4971 | SolaX | T-BAT HS18.0 | N/A | SolaX | X3-Hybrid-8.0-D | 1 | 16.5
4972 | SolaX | T-BAT HS18.0 | N/A | SolaX | X3-Hybrid-5.0-D | 1 | 16.5
4973 | SolaX | T-BAT HS18.0 | N/A | SolaX | X3-Hybrid-6.0-D | 1 | 16.5
4974 | SolaX | T-BAT HS18.0 | N/A | SolaX | X3-Hybrid-5.0-D | 1 | 16.5
4975 | SolaX | T-BAT HS18.0 | N/A | SolaX | X3-Hybrid-12.0-D | 1 | 16.5
4976 | SolaX | T-BAT HS18.0 | N/A | SolaX | X1-Hybrid-6.0-D | 1 | 16.5
4977 | SolaX | T-BAT HS18.0 | N/A | SolaX | X3-Hybrid-15.0-D | 1 | 16.5
4978 | SolaX | T-BAT HS18.0 | N/A | SolaX | X3-Hybrid-10.0-D | 1 | 16.5
4979 | SolaX | T-BAT HS18.0 | N/A | SolaX | X3-Hybrid-15.0-D | 1 | 16.5
4980 | SolaX | T-BAT HS18.0 | N/A | SolaX | X1-Hybrid-6.0-D | 1 | 16.5
4981 | SolaX | T-BAT HS18.0 | N/A | SolaX | X1-Hybrid-5.0-D | 1 | 16.5
4982 | SolaX | T-BAT HS18.0 | N/A | SolaX | X1-Hybrid-7.5-D | 1 | 16.5
4983 | SolaX | T-BAT HS18.0 | N/A | SolaX | X1-Hybrid-7.5-D | 1 | 16.5
4984 | SolaX | T-BAT HS18.0 | N/A | SolaX | X3-Hybrid-12.0-D | 1 | 16.5
4985 | SolaX | T-BAT HS18.0 | N/A | SolaX | X1-Hybrid-7.5-D | 1 | 16.5
4986 | SolaX | T-BAT HS18.0 | N/A | SolaX | X3-Hybrid-10.0-D | 1 | 16.5
4987 | SolaX | T-BAT HS18.0 | N/A | SolaX | X1-Hybrid-5.0-D | 1 | 16.5
4988 | SolaX | T-BAT HS18.0 | N/A | SolaX | X1-Hybrid-3.0-D | 1 | 16.5
4989 | SolaX | T-BAT HS18.0 | N/A | SolaX | X1-Hybrid-3.0-D | 1 | 16.5
4990 | SolaX | T-BAT HS18.0 | N/A | SolaX | X1-Hybrid-3.0-D | 1 | 16.5
4991 | SolaX | T-BAT HS18.0 | N/A | SolaX | X1-Hybrid-3.7-D | 1 | 16.5
4992 | SolaX | T-BAT HS18.0 | N/A | SolaX | X1-Hybrid-6.0-D | 1 | 16.5
4993 | SolaX | T-BAT HS18.0 | N/A | SolaX | X1-Hybrid-3.7-D | 1 | 16.5
4994 | SolaX | T-BAT HS18.0 | N/A | SolaX | X1-Hybrid-3.7-D | 1 | 16.5
4995 | SolaX | T-BAT HS18.0 | N/A | SolaX | X1-Hybrid-5.0-D | 1 | 16.5
4996 | SolaX | T-Bat H 17.3 | N/A | SolaX | X3-Hybrid-10.0-D | 1 | 17.3
4997 | SolaX | T-Bat H 17.3 | N/A | SolaX | X1-Hybrid-6.0-D | 1 | 17.3
4998 | SolaX | T-Bat H 17.3 | N/A | SolaX | X3-Hybrid-10.0-D | 1 | 17.3
4999 | SolaX | T-Bat H 17.3 | N/A | SolaX | X3-Hybrid-12.0-D | 1 | 17.3
5000 | SolaX | T-Bat H 17.3 | N/A | SolaX | X3-Hybrid-15.0-D | 1 | 17.3
5001 | SolaX | T-Bat H 17.3 | N/A | SolaX | X1-Hybrid-7.5-D | 1 | 17.3
5002 | SolaX | T-Bat H 17.3 | N/A | SolaX | X3-Hybrid-6.0-D | 1 | 17.3
5003 | SolaX | T-Bat H 17.3 | N/A | SolaX | X1-Hybrid-5.0-D | 1 | 17.3
5004 | SolaX | T-Bat H 17.3 | N/A | SolaX | X1-Hybrid-3.0-M | 1 | 17.3
5005 | SolaX | T-Bat H 17.3 | N/A | SolaX | X1-Hybrid-3.7-M | 1 | 17.3
5006 | SolaX | T-Bat H 17.3 | N/A | SolaX | X1-Hybrid-5.0-M | 1 | 17.3
5007 | SolaX | T-Bat H 17.3 | N/A | SolaX | X1-Hybrid-6.0-M | 1 | 17.3
5008 | SolaX | T-Bat H 17.3 | N/A | SolaX | X3-Hybrid-8.0-D | 1 | 17.3
5009 | SolaX | T-Bat H 17.3 | N/A | SolaX | X1-Hybrid-7.5-M | 1 | 17.3
5010 | SolaX | T-Bat H 17.3 | N/A | SolaX | X1-Hybrid-7.5-D | 1 | 17.3
5011 | SolaX | T-Bat H 17.3 | N/A | SolaX | X1-Hybrid-5.0-M | 1 | 17.3
5012 | SolaX | T-Bat H 17.3 | N/A | SolaX | X3-Hybrid-8.0-D | 1 | 17.3
5013 | SolaX | T-Bat H 17.3 | N/A | SolaX | X3-Hybrid-12.0-D | 1 | 17.3
5014 | SolaX | T-Bat H 17.3 | N/A | SolaX | X1-Fit-5.0E | 1 | 17.3
5015 | SolaX | T-Bat H 17.3 | N/A | SolaX | X3-Hybrid-15.0-D | 1 | 17.3
5016 | SolaX | T-Bat H 17.3 | N/A | SolaX | X1-Hybrid-3.0-D | 1 | 17.3
5017 | SolaX | T-Bat H 17.3 | N/A | SolaX | X1-Hybrid-3.7-D | 1 | 17.3
5018 | SolaX | T-Bat H 17.3 | N/A | SolaX | X3-Hybrid-6.0-D | 1 | 17.3
5019 | SolaX | T-Bat H 17.3 | N/A | SolaX | X1-Hybrid-3.0-M | 1 | 17.3
5020 | SolaX | T-Bat H 17.3 | N/A | SolaX | X3-Hybrid-5.0-D | 1 | 17.3
5021 | SolaX | T-Bat H 17.3 | N/A | SolaX | X1-Hybrid-7.5-M | 1 | 17.3
5022 | SolaX | T-Bat H 17.3 | N/A | SolaX | X1-Hybrid-3.0-D | 1 | 17.3
5023 | SolaX | T-Bat H 17.3 | N/A | SolaX | X1-Hybrid-3.7-D | 1 | 17.3
5024 | SolaX | T-Bat H 17.3 | N/A | SolaX | X1-Hybrid-5.0-D | 1 | 17.3
5025 | SolaX | T-Bat H 17.3 | N/A | SolaX | X1-Hybrid-6.0-D | 1 | 17.3
5026 | SolaX | T-Bat H 17.3 | N/A | SolaX | X1-Hybrid-3.7-M | 1 | 17.3
5027 | SolaX | T-Bat H 17.3 | N/A | SolaX | X1-Hybrid-6.0-M | 1 | 17.3
5028 | SolaX | T-Bat H 17.3 | N/A | SolaX | X3-Hybrid-5.0-D | 1 | 17.3
5029 | SolaX | T-Bat H 17.3 | N/A | SolaX | X1-Fit-5.0I | 1 | 17.3
5030 | SolaX | T-Bat H 5.8 | N/A | SolaX | X1-Fit-5.0I | 3 | 17.4
5031 | SolaX | T-Bat H 5.8 | N/A | SolaX | X1-Hybrid-5.0-N-I | 3 | 17.4
5032 | SolaX | T-Bat H 5.8 | N/A | SolaX | X1-Hybrid-3.7-N-I | 3 | 17.4
5033 | SolaX | T-Bat H 5.8 | N/A | SolaX | X1-Hybrid-3.0-N-I | 3 | 17.4
5034 | SolaX | T-BAT HS21.6 | N/A | SolaX | X1-Hybrid-3.7-D | 1 | 19.8
5035 | SolaX | T-BAT HS21.6 | N/A | SolaX | X1-Hybrid-3.0-D | 1 | 19.8
5036 | SolaX | T-BAT HS21.6 | N/A | SolaX | X3-Hybrid-8.0-D | 1 | 19.8
5037 | SolaX | T-BAT HS21.6 | N/A | SolaX | X1-Hybrid-3.0-D | 1 | 19.8
5038 | SolaX | T-BAT HS21.6 | N/A | SolaX | X3-Hybrid-5.0-D | 1 | 19.8
5039 | SolaX | T-BAT HS21.6 | N/A | SolaX | X3-Hybrid-10.0-D | 1 | 19.8
5040 | SolaX | T-BAT HS21.6 | N/A | SolaX | X3-Hybrid-5.0-D | 1 | 19.8
5041 | SolaX | T-BAT HS21.6 | N/A | SolaX | X3-Hybrid-8.0-D | 1 | 19.8
5042 | SolaX | T-BAT HS21.6 | N/A | SolaX | X3-Hybrid-10.0-D | 1 | 19.8
5043 | SolaX | T-BAT HS21.6 | N/A | SolaX | X1-Hybrid-7.5-D | 1 | 19.8
5044 | SolaX | T-BAT HS21.6 | N/A | SolaX | X1-Hybrid-3.0-D | 1 | 19.8
5045 | SolaX | T-BAT HS21.6 | N/A | SolaX | X1-Hybrid-6.0-D | 1 | 19.8
5046 | SolaX | T-BAT HS21.6 | N/A | SolaX | X3-Hybrid-12.0-D | 1 | 19.8
5047 | SolaX | T-BAT HS21.6 | N/A | SolaX | X3-Hybrid-15.0-D | 1 | 19.8
5048 | SolaX | T-BAT HS21.6 | N/A | SolaX | X1-Hybrid-6.0-D | 1 | 19.8
5049 | SolaX | T-BAT HS21.6 | N/A | SolaX | X1-Hybrid-7.5-D | 1 | 19.8
5050 | SolaX | T-BAT HS21.6 | N/A | SolaX | X3-Hybrid-15.0-D | 1 | 19.8
5051 | SolaX | T-BAT HS21.6 | N/A | SolaX | X3-Hybrid-5.0-D | 1 | 19.8
5052 | SolaX | T-BAT HS21.6 | N/A | SolaX | X1-Hybrid-6.0-D | 1 | 19.8
5053 | SolaX | T-BAT HS21.6 | N/A | SolaX | X1-Hybrid-7.5-D | 1 | 19.8
5054 | SolaX | T-BAT HS21.6 | N/A | SolaX | X1-Hybrid-5.0-D | 1 | 19.8
5055 | SolaX | T-BAT HS21.6 | N/A | SolaX | X3-Hybrid-12.0-D | 1 | 19.8
5056 | SolaX | T-BAT HS21.6 | N/A | SolaX | X3-Hybrid-6.0-D | 1 | 19.8
5057 | SolaX | T-BAT HS21.6 | N/A | SolaX | X1-Hybrid-5.0-D | 1 | 19.8
5058 | SolaX | T-BAT HS21.6 | N/A | SolaX | X1-Hybrid-5.0-D | 1 | 19.8
5059 | SolaX | T-BAT HS21.6 | N/A | SolaX | X3-Hybrid-6.0-D | 1 | 19.8
5060 | SolaX | T-BAT HS21.6 | N/A | SolaX | X3-Hybrid-12.0-D | 1 | 19.8
5061 | SolaX | T-BAT HS21.6 | N/A | SolaX | X3-Hybrid-15.0-D | 1 | 19.8
5062 | SolaX | T-BAT HS21.6 | N/A | SolaX | X1-Hybrid-3.7-D | 1 | 19.8
5063 | SolaX | T-BAT HS21.6 | N/A | SolaX | X1-Hybrid-3.7-D | 1 | 19.8
5064 | SolaX | T-BAT HS21.6 | N/A | SolaX | X3-Hybrid-8.0-D | 1 | 19.8
5065 | SolaX | T-BAT HS21.6 | N/A | SolaX | X3-Hybrid-10.0-D | 1 | 19.8
5066 | SolaX | T-BAT HS21.6 | N/A | SolaX | X3-Hybrid-6.0-D | 1 | 19.8
5067 | SolaX | T-Bat H 5.8 | N/A | SolaX | X1-Fit-4.6-I | 4 | 20.8
5068 | SolaX | T-Bat H 5.8 | N/A | SolaX | X1-Hybrid-5.0-N-I | 4 | 20.8
5069 | SolaX | T-Bat H 5.8 | N/A | SolaX | X1-Hybrid-3.7-N-I | 4 | 20.8
5070 | SolaX | T-Bat H 5.8 | N/A | SolaX | X1-Fit-5.0-I | 4 | 20.8
5071 | SolaX | T-Bat H 5.8 | N/A | SolaX | X1-Hybrid-3.0-N-I | 4 | 20.8
5072 | SolaX | T-Bat H 5.8 | N/A | SolaX | X1-Fit-3.7-I | 4 | 20.8
5073 | SolaX | T-Bat H 23.0 | N/A | SolaX | X3-Hybrid-6.0-D | 1 | 23
5074 | SolaX | T-Bat H 23.0 | N/A | SolaX | X3-Hybrid-15.0-D | 1 | 23
5075 | SolaX | T-Bat H 23.0 | N/A | SolaX | X3-Hybrid-12.0-D | 1 | 23
5076 | SolaX | T-Bat H 23.0 | N/A | SolaX | X3-Hybrid-10.0-D | 1 | 23
5077 | SolaX | T-Bat H 23.0 | N/A | SolaX | X3-Hybrid-5.0-D | 1 | 23
5078 | SolaX | T-Bat H 23.0 | N/A | SolaX | X3-Hybrid-8.0-D | 1 | 23
5079 | SolaX | T-Bat H 23.0 | N/A | SolaX | X3-Hybrid-12.0-D | 1 | 23
5080 | SolaX | T-Bat H 23.0 | N/A | SolaX | X3-Hybrid-6.0-D | 1 | 23
5081 | SolaX | T-Bat H 23.0 | N/A | SolaX | X3-Hybrid-8.0-D | 1 | 23
5082 | SolaX | T-Bat H 23.0 | N/A | SolaX | X3-Hybrid-5.0-D | 1 | 23
5083 | SolaX | T-Bat H 23.0 | N/A | SolaX | X3-Hybrid-15.0-D | 1 | 23
5084 | SolaX | T-Bat H 23.0 | N/A | SolaX | X3-Hybrid-10.0-D | 1 | 23
5085 | SolaX | T-BAT HS25.2 | N/A | SolaX | X1-Hybrid-5.0-D | 1 | 23.2
5086 | SolaX | T-BAT HS25.2 | N/A | SolaX | X3-Hybrid-15.0-D | 1 | 23.2
5087 | SolaX | T-BAT HS25.2 | N/A | SolaX | X1-Hybrid-6.0-D | 1 | 23.2
5088 | SolaX | T-BAT HS25.2 | N/A | SolaX | X3-Hybrid-15.0-D | 1 | 23.2
5089 | SolaX | T-BAT HS25.2 | N/A | SolaX | X3-Hybrid-6.0-D | 1 | 23.2
5090 | SolaX | T-BAT HS25.2 | N/A | SolaX | X3-Hybrid-15.0-D | 1 | 23.2
5091 | SolaX | T-BAT HS25.2 | N/A | SolaX | X3-Hybrid-10.0-D | 1 | 23.2
5092 | SolaX | T-BAT HS25.2 | N/A | SolaX | X3-Hybrid-8.0-D | 1 | 23.2
5093 | SolaX | T-BAT HS25.2 | N/A | SolaX | X3-Hybrid-12.0-D | 1 | 23.2
5094 | SolaX | T-BAT HS25.2 | N/A | SolaX | X1-Hybrid-5.0-D | 1 | 23.2
5095 | SolaX | T-BAT HS25.2 | N/A | SolaX | X1-Hybrid-7.5-D | 1 | 23.2
5096 | SolaX | T-BAT HS25.2 | N/A | SolaX | X1-Hybrid-6.0-D | 1 | 23.2
5097 | SolaX | T-BAT HS25.2 | N/A | SolaX | X1-Hybrid-6.0-D | 1 | 23.2
5098 | SolaX | T-BAT HS25.2 | N/A | SolaX | X1-Hybrid-7.5-D | 1 | 23.2
5099 | SolaX | T-BAT HS25.2 | N/A | SolaX | X3-Hybrid-5.0-D | 1 | 23.2
5100 | SolaX | T-BAT HS25.2 | N/A | SolaX | X1-Hybrid-7.5-D | 1 | 23.2
5101 | SolaX | T-BAT HS25.2 | N/A | SolaX | X1-Hybrid-3.0-D | 1 | 23.2
5102 | SolaX | T-BAT HS25.2 | N/A | SolaX | X3-Hybrid-6.0-D | 1 | 23.2
5103 | SolaX | T-BAT HS25.2 | N/A | SolaX | X1-Hybrid-3.7-D | 1 | 23.2
5104 | SolaX | T-BAT HS25.2 | N/A | SolaX | X1-Hybrid-5.0-D | 1 | 23.2
5105 | SolaX | T-BAT HS25.2 | N/A | SolaX | X1-Hybrid-3.7-D | 1 | 23.2
5106 | SolaX | T-BAT HS25.2 | N/A | SolaX | X1-Hybrid-3.0-D | 1 | 23.2
5107 | SolaX | T-BAT HS25.2 | N/A | SolaX | X3-Hybrid-10.0-D | 1 | 23.2
5108 | SolaX | T-BAT HS25.2 | N/A | SolaX | X3-Hybrid-10.0-D | 1 | 23.2
5109 | SolaX | T-BAT HS25.2 | N/A | SolaX | X1-Hybrid-3.7-D | 1 | 23.2
5110 | SolaX | T-BAT HS25.2 | N/A | SolaX | X3-Hybrid-12.0-D | 1 | 23.2
5111 | SolaX | T-BAT HS25.2 | N/A | SolaX | X3-Hybrid-8.0-D | 1 | 23.2
5112 | SolaX | T-BAT HS25.2 | N/A | SolaX | X3-Hybrid-6.0-D | 1 | 23.2
5113 | SolaX | T-BAT HS25.2 | N/A | SolaX | X3-Hybrid-5.0-D | 1 | 23.2
5114 | SolaX | T-BAT HS25.2 | N/A | SolaX | X3-Hybrid-8.0-D | 1 | 23.2
5115 | SolaX | T-BAT HS25.2 | N/A | SolaX | X3-Hybrid-12.0-D | 1 | 23.2
5116 | SolaX | T-BAT HS25.2 | N/A | SolaX | X1-Hybrid-3.0-D | 1 | 23.2
5117 | SolaX | T-BAT HS25.2 | N/A | SolaX | X3-Hybrid-5.0-D | 1 | 23.2
5118 | SolaX | T-BAT HS28.8 | N/A | SolaX | X1-Hybrid-6.0-D | 1 | 26.4
5119 | SolaX | T-BAT HS28.8 | N/A | SolaX | X1-Hybrid-7.5-D | 1 | 26.4
5120 | SolaX | T-BAT HS28.8 | N/A | SolaX | X1-Hybrid-3.7-D | 1 | 26.4
5121 | SolaX | T-BAT HS28.8 | N/A | SolaX | X1-Hybrid-3.7-D | 1 | 26.4
5122 | SolaX | T-BAT HS28.8 | N/A | SolaX | X3-Hybrid-10.0-D | 1 | 26.4
5123 | SolaX | T-BAT HS28.8 | N/A | SolaX | X3-Hybrid-8.0-D | 1 | 26.4
5124 | SolaX | T-BAT HS28.8 | N/A | SolaX | X3-Hybrid-12.0-D | 1 | 26.4
5125 | SolaX | T-BAT HS28.8 | N/A | SolaX | X1-Hybrid-5.0-D | 1 | 26.4
5126 | SolaX | T-BAT HS28.8 | N/A | SolaX | X1-Hybrid-7.5-D | 1 | 26.4
5127 | SolaX | T-BAT HS28.8 | N/A | SolaX | X1-Hybrid-3.0-D | 1 | 26.4
5128 | SolaX | T-BAT HS28.8 | N/A | SolaX | X3-Hybrid-6.0-D | 1 | 26.4
5129 | SolaX | T-BAT HS28.8 | N/A | SolaX | X1-Hybrid-6.0-D | 1 | 26.4
5130 | SolaX | T-BAT HS28.8 | N/A | SolaX | X1-Hybrid-3.0-D | 1 | 26.4
5131 | SolaX | T-BAT HS28.8 | N/A | SolaX | X3-Hybrid-8.0-D | 1 | 26.4
5132 | SolaX | T-BAT HS28.8 | N/A | SolaX | X3-Hybrid-5.0-D | 1 | 26.4
5133 | SolaX | T-BAT HS28.8 | N/A | SolaX | X1-Hybrid-3.0-D | 1 | 26.4
5134 | SolaX | T-BAT HS28.8 | N/A | SolaX | X1-Hybrid-3.7-D | 1 | 26.4
5135 | SolaX | T-BAT HS28.8 | N/A | SolaX | X1-Hybrid-7.5-D | 1 | 26.4
5136 | SolaX | T-BAT HS28.8 | N/A | SolaX | X3-Hybrid-8.0-D | 1 | 26.4
5137 | SolaX | T-BAT HS28.8 | N/A | SolaX | X3-Hybrid-12.0-D | 1 | 26.4
5138 | SolaX | T-BAT HS28.8 | N/A | SolaX | X3-Hybrid-15.0-D | 1 | 26.4
5139 | SolaX | T-BAT HS28.8 | N/A | SolaX | X3-Hybrid-6.0-D | 1 | 26.4
5140 | SolaX | T-BAT HS28.8 | N/A | SolaX | X3-Hybrid-5.0-D | 1 | 26.4
5141 | SolaX | T-BAT HS28.8 | N/A | SolaX | X3-Hybrid-12.0-D | 1 | 26.4
5142 | SolaX | T-BAT HS28.8 | N/A | SolaX | X3-Hybrid-10.0-D | 1 | 26.4
5143 | SolaX | T-BAT HS28.8 | N/A | SolaX | X1-Hybrid-5.0-D | 1 | 26.4
5144 | SolaX | T-BAT HS28.8 | N/A | SolaX | X3-Hybrid-10.0-D | 1 | 26.4
5145 | SolaX | T-BAT HS28.8 | N/A | SolaX | X3-Hybrid-15.0-D | 1 | 26.4
5146 | SolaX | T-BAT HS28.8 | N/A | SolaX | X3-Hybrid-6.0-D | 1 | 26.4
5147 | SolaX | T-BAT HS28.8 | N/A | SolaX | X3-Hybrid-15.0-D | 1 | 26.4
5148 | SolaX | T-BAT HS28.8 | N/A | SolaX | X1-Hybrid-5.0-D | 1 | 26.4
5149 | SolaX | T-BAT HS28.8 | N/A | SolaX | X1-Hybrid-6.0-D | 1 | 26.4
5150 | SolaX | T-BAT HS28.8 | N/A | SolaX | X3-Hybrid-5.0-D | 1 | 26.4
5151 | SolaX | T-BAT HS32.4 | N/A | SolaX | X3-Hybrid-6.0-D | 1 | 29.7
5152 | SolaX | T-BAT HS32.4 | N/A | SolaX | X3-Hybrid-10.0-D | 1 | 29.7
5153 | SolaX | T-BAT HS32.4 | N/A | SolaX | X3-Hybrid-8.0-D | 1 | 29.7
5154 | SolaX | T-BAT HS32.4 | N/A | SolaX | X3-Hybrid-6.0-D | 1 | 29.7
5155 | SolaX | T-BAT HS32.4 | N/A | SolaX | X3-Hybrid-15.0-D | 1 | 29.7
5156 | SolaX | T-BAT HS32.4 | N/A | SolaX | X3-Hybrid-15.0-D | 1 | 29.7
5157 | SolaX | T-BAT HS32.4 | N/A | SolaX | X3-Hybrid-12.0-D | 1 | 29.7
5158 | SolaX | T-BAT HS32.4 | N/A | SolaX | X3-Hybrid-6.0-D | 1 | 29.7
5159 | SolaX | T-BAT HS32.4 | N/A | SolaX | X3-Hybrid-10.0-D | 1 | 29.7
5160 | SolaX | T-BAT HS32.4 | N/A | SolaX | X3-Hybrid-12.0-D | 1 | 29.7
5161 | SolaX | T-BAT HS32.4 | N/A | SolaX | X3-Hybrid-8.0-D | 1 | 29.7
5162 | SolaX | T-BAT HS32.4 | N/A | SolaX | X3-Hybrid-5.0-D | 1 | 29.7
5163 | SolaX | T-BAT HS32.4 | N/A | SolaX | X3-Hybrid-5.0-D | 1 | 29.7
5164 | SolaX | T-BAT HS32.4 | N/A | SolaX | X3-Hybrid-8.0-D | 1 | 29.7
5165 | SolaX | T-BAT HS32.4 | N/A | SolaX | X3-Hybrid-5.0-D | 1 | 29.7
5166 | SolaX | T-BAT HS32.4 | N/A | SolaX | X3-Hybrid-12.0-D | 1 | 29.7
5167 | SolaX | T-BAT HS32.4 | N/A | SolaX | X3-Hybrid-15.0-D | 1 | 29.7
5168 | SolaX | T-BAT HS32.4 | N/A | SolaX | X3-Hybrid-10.0-D | 1 | 29.7
5169 | SolaX | T-BAT HS36.0 | N/A | SolaX | X3-Hybrid-10.0-D | 1 | 33.1
5170 | SolaX | T-BAT HS36.0 | N/A | SolaX | X3-Hybrid-15.0-D | 1 | 33.1
5171 | SolaX | T-BAT HS36.0 | N/A | SolaX | X3-Hybrid-12.0-D | 1 | 33.1
5172 | SolaX | T-BAT HS36.0 | N/A | SolaX | X3-Hybrid-8.0-D | 1 | 33.1
5173 | SolaX | T-BAT HS36.0 | N/A | SolaX | X3-Hybrid-15.0-D | 1 | 33.1
5174 | SolaX | T-BAT HS36.0 | N/A | SolaX | X3-Hybrid-15.0-D | 1 | 33.1
5175 | SolaX | T-BAT HS36.0 | N/A | SolaX | X3-Hybrid-10.0-D | 1 | 33.1
5176 | SolaX | T-BAT HS36.0 | N/A | SolaX | X3-Hybrid-12.0-D | 1 | 33.1
5177 | SolaX | T-BAT HS36.0 | N/A | SolaX | X3-Hybrid-8.0-D | 1 | 33.1
5178 | SolaX | T-BAT HS36.0 | N/A | SolaX | X3-Hybrid-6.0-D | 1 | 33.1
5179 | SolaX | T-BAT HS36.0 | N/A | SolaX | X3-Hybrid-5.0-D | 1 | 33.1
5180 | SolaX | T-BAT HS36.0 | N/A | SolaX | X3-Hybrid-5.0-D | 1 | 33.1
5181 | SolaX | T-BAT HS36.0 | N/A | SolaX | X3-Hybrid-8.0-D | 1 | 33.1
5182 | SolaX | T-BAT HS36.0 | N/A | SolaX | X3-Hybrid-12.0-D | 1 | 33.1
5183 | SolaX | T-BAT HS36.0 | N/A | SolaX | X3-Hybrid-10.0-D | 1 | 33.1
5184 | SolaX | T-BAT HS36.0 | N/A | SolaX | X3-Hybrid-5.0-D | 1 | 33.1
5185 | SolaX | T-BAT HS36.0 | N/A | SolaX | X3-Hybrid-6.0-D | 1 | 33.1
5186 | SolaX | T-BAT HS36.0 | N/A | SolaX | X3-Hybrid-6.0-D | 1 | 33.1
5187 | SolaX | T-BAT HS39.6 | N/A | SolaX | X3-Hybrid-12.0-D | 1 | 36.4
5188 | SolaX | T-BAT HS39.6 | N/A | SolaX | X3-Hybrid-6.0-D | 1 | 36.4
5189 | SolaX | T-BAT HS39.6 | N/A | SolaX | X3-Hybrid-10.0-D | 1 | 36.4
5190 | SolaX | T-BAT HS39.6 | N/A | SolaX | X3-Hybrid-10.0-D | 1 | 36.4
5191 | SolaX | T-BAT HS39.6 | N/A | SolaX | X3-Hybrid-15.0-D | 1 | 36.4
5192 | SolaX | T-BAT HS39.6 | N/A | SolaX | X3-Hybrid-6.0-D | 1 | 36.4
5193 | SolaX | T-BAT HS39.6 | N/A | SolaX | X3-Hybrid-12.0-D | 1 | 36.4
5194 | SolaX | T-BAT HS39.6 | N/A | SolaX | X3-Hybrid-8.0-D | 1 | 36.4
5195 | SolaX | T-BAT HS39.6 | N/A | SolaX | X3-Hybrid-6.0-D | 1 | 36.4
5196 | SolaX | T-BAT HS39.6 | N/A | SolaX | X3-Hybrid-10.0-D | 1 | 36.4
5197 | SolaX | T-BAT HS39.6 | N/A | SolaX | X3-Hybrid-15.0-D | 1 | 36.4
5198 | SolaX | T-BAT HS39.6 | N/A | SolaX | X3-Hybrid-5.0-D | 1 | 36.4
5199 | SolaX | T-BAT HS39.6 | N/A | SolaX | X3-Hybrid-8.0-D | 1 | 36.4
5200 | SolaX | T-BAT HS39.6 | N/A | SolaX | X3-Hybrid-5.0-D | 1 | 36.4
5201 | SolaX | T-BAT HS39.6 | N/A | SolaX | X3-Hybrid-12.0-D | 1 | 36.4
5202 | SolaX | T-BAT HS39.6 | N/A | SolaX | X3-Hybrid-5.0-D | 1 | 36.4
5203 | SolaX | T-BAT HS39.6 | N/A | SolaX | X3-Hybrid-15.0-D | 1 | 36.4
5204 | SolaX | T-BAT HS39.6 | N/A | SolaX | X3-Hybrid-8.0-D | 1 | 36.4
5205 | SolaX | T-BAT HS43.2 | N/A | SolaX | X3-Hybrid-10.0-D | 1 | 39.7
5206 | SolaX | T-BAT HS43.2 | N/A | SolaX | X3-Hybrid-8.0-D | 1 | 39.7
5207 | SolaX | T-BAT HS43.2 | N/A | SolaX | X3-Hybrid-6.0-D | 1 | 39.7
5208 | SolaX | T-BAT HS43.2 | N/A | SolaX | X3-Hybrid-5.0-D | 1 | 39.7
5209 | SolaX | T-BAT HS43.2 | N/A | SolaX | X3-Hybrid-5.0-D | 1 | 39.7
5210 | SolaX | T-BAT HS43.2 | N/A | SolaX | X3-Hybrid-10.0-D | 1 | 39.7
5211 | SolaX | T-BAT HS43.2 | N/A | SolaX | X3-Hybrid-8.0-D | 1 | 39.7
5212 | SolaX | T-BAT HS43.2 | N/A | SolaX | X3-Hybrid-12.0-D | 1 | 39.7
5213 | SolaX | T-BAT HS43.2 | N/A | SolaX | X3-Hybrid-12.0-D | 1 | 39.7
5214 | SolaX | T-BAT HS43.2 | N/A | SolaX | X3-Hybrid-15.0-D | 1 | 39.7
5215 | SolaX | T-BAT HS43.2 | N/A | SolaX | X3-Hybrid-10.0-D | 1 | 39.7
5216 | SolaX | T-BAT HS43.2 | N/A | SolaX | X3-Hybrid-6.0-D | 1 | 39.7
5217 | SolaX | T-BAT HS43.2 | N/A | SolaX | X3-Hybrid-15.0-D | 1 | 39.7
5218 | SolaX | T-BAT HS43.2 | N/A | SolaX | X3-Hybrid-5.0-D | 1 | 39.7
5219 | SolaX | T-BAT HS43.2 | N/A | SolaX | X3-Hybrid-8.0-D | 1 | 39.7
5220 | SolaX | T-BAT HS43.2 | N/A | SolaX | X3-Hybrid-12.0-D | 1 | 39.7
5221 | SolaX | T-BAT HS43.2 | N/A | SolaX | X3-Hybrid-6.0-D | 1 | 39.7
5222 | SolaX | T-BAT HS43.2 | N/A | SolaX | X3-Hybrid-15.0-D | 1 | 39.7
5223 | SolaX | T-BAT HS46.8 | N/A | SolaX | X3-Hybrid-12.0-D | 1 | 43.1
5224 | SolaX | T-BAT HS46.8 | N/A | SolaX | X3-Hybrid-6.0-D | 1 | 43.1
5225 | SolaX | T-BAT HS46.8 | N/A | SolaX | X3-Hybrid-5.0-D | 1 | 43.1
5226 | SolaX | T-BAT HS46.8 | N/A | SolaX | X3-Hybrid-10.0-D | 1 | 43.1
5227 | SolaX | T-BAT HS46.8 | N/A | SolaX | X3-Hybrid-8.0-D | 1 | 43.1
5228 | SolaX | T-BAT HS46.8 | N/A | SolaX | X3-Hybrid-10.0-D | 1 | 43.1
5229 | SolaX | T-BAT HS46.8 | N/A | SolaX | X3-Hybrid-8.0-D | 1 | 43.1
5230 | SolaX | T-BAT HS46.8 | N/A | SolaX | X3-Hybrid-15.0-D | 1 | 43.1
5231 | SolaX | T-BAT HS46.8 | N/A | SolaX | X3-Hybrid-6.0-D | 1 | 43.1
5232 | SolaX | T-BAT HS46.8 | N/A | SolaX | X3-Hybrid-8.0-D | 1 | 43.1
5233 | SolaX | T-BAT HS46.8 | N/A | SolaX | X3-Hybrid-6.0-D | 1 | 43.1
5234 | SolaX | T-BAT HS46.8 | N/A | SolaX | X3-Hybrid-5.0-D | 1 | 43.1
5235 | SolaX | T-BAT HS46.8 | N/A | SolaX | X3-Hybrid-12.0-D | 1 | 43.1
5236 | SolaX | T-BAT HS46.8 | N/A | SolaX | X3-Hybrid-5.0-D | 1 | 43.1
5237 | SolaX | T-BAT HS46.8 | N/A | SolaX | X3-Hybrid-12.0-D | 1 | 43.1
5238 | SolaX | T-BAT HS46.8 | N/A | SolaX | X3-Hybrid-15.0-D | 1 | 43.1
5239 | SolaX | T-BAT HS46.8 | N/A | SolaX | X3-Hybrid-10.0-D | 1 | 43.1
5240 | SolaX | T-BAT HS46.8 | N/A | SolaX | X3-Hybrid-15.0-D | 1 | 43.1
5241 | SolarEdge | BAT-10K1P | N/A | SolarEdge | SE10000H-AUL00BNU4 | 1 | 9.7
5242 | SolarEdge | BAT-10K1P | N/A | SolarEdge | SE8250H-AUL00BNU4 | 1 | 9.7
5243 | SolarEdge | BAT-10K1P | N/A | SolarEdge | SE3000H-AU000BNV4 | 1 | 9.7
5244 | SolarEdge | BAT-10K1P | N/A | SolarEdge | SE5K-AUB | 1 | 9.7
5245 | SolarEdge | BAT-10K1P | N/A | SolarEdge | HD-Wave EV SE5000H-BPV | 1 | 9.7
5246 | SolarEdge | BAT-10K1P | N/A | SolarEdge | SE7K-AUB | 1 | 9.7
5247 | SolarEdge | BAT-10K1P | N/A | SolarEdge | SE8.25K-AUB | 1 | 9.7
5248 | SolarEdge | BAT-10K1P | N/A | SolarEdge | SE10K-AUB | 1 | 9.7
5249 | SolarEdge | BAT-10K1P | N/A | SolarEdge | SE5000H-AU000BNV4 | 1 | 9.7
5250 | SolarEdge | BAT-10K1P | N/A | SolarEdge | HD-Wave Genesis SE8250H-BPV | 1 | 9.7
5251 | SolarEdge | BAT-10K1P | N/A | SolarEdge | SE10000H-AUS3MBX14 | 1 | 9.7
5252 | SolarEdge | BAT-10K1P | N/A | SolarEdge | Energy Hub SE10000H-MM | 1 | 9.7
5253 | SolarEdge | BAT-10K1P | N/A | SolarEdge | HD-Wave Genesis SE10000H-BPV | 1 | 9.7
5254 | SolarEdge | BAT-10K1P | N/A | SolarEdge | SE3000H-AUS3MBX14 | 1 | 9.7
5255 | SolarEdge | BAT-10K1P | N/A | SolarEdge | Energy Hub SE8250H-BPV | 1 | 9.7
5256 | SolarEdge | BAT-10K1P | N/A | SolarEdge | HD-Wave Genesis SE6000H-BPV | 1 | 9.7
5257 | SolarEdge | BAT-10K1P | N/A | SolarEdge | Energy Hub SE10000H-BPV | 1 | 9.7
5258 | SolarEdge | BAT-10K1P | N/A | SolarEdge | HD-Wave Genesis SE5000H-BPV | 1 | 9.7
5259 | SolarEdge | BAT-10K1P | N/A | SolarEdge | HD-Wave Genesis SE3000H-BPV | 1 | 9.7
5260 | SolarEdge | BAT-10K1P | N/A | SolarEdge | Energy Hub SE3000H-MM | 1 | 9.7
5261 | SolarEdge | BAT-10K1P | N/A | SolarEdge | SE6000H-AUL00BNU4 | 1 | 9.7
5262 | SolarEdge | BAT-10K1P | N/A | SolarEdge | SE6000H-AUS3MBX14 | 1 | 9.7
5263 | SolarEdge | BAT-10K1P | N/A | SolarEdge | Energy Hub SE5000H-MM | 1 | 9.7
5264 | SolarEdge | BAT-10K1P | N/A | SolarEdge | Energy Hub SE3000H-BPV | 1 | 9.7
5265 | SolarEdge | BAT-10K1P | N/A | SolarEdge | HD-Wave EV SE3000H-BPV | 1 | 9.7
5266 | SolarEdge | BAT-10K1P | N/A | SolarEdge | SE5000H-AUS3MBX14 | 1 | 9.7
5267 | SolarEdge | BAT-10K1P | N/A | SolarEdge | Energy Hub SE6000H-BPV | 1 | 9.7
5268 | SolarEdge | BAT-10K1P | N/A | SolarEdge | SE8250H-AUS3MBX14 | 1 | 9.7
5269 | SolarEdge | BAT-10K1P | N/A | SolarEdge | Energy Hub SE6000H-MM | 1 | 9.7
5270 | SolarEdge | BAT-10K1P | N/A | SolarEdge | Energy Hub SE5000H-BPV | 1 | 9.7
5271 | SolarEdge | BAT-10K1P | N/A | SolarEdge | Energy Hub SE8250H-MM | 1 | 9.7
5272 | SolarEdge | BAT-10K1P | N/A | SolarEdge | SE5000H-AUL00BNU4 | 1 | 9.7
5273 | SolarEdge | BAT-10K1P | N/A | SolarEdge | Energy Hub SE5000H-MM | 2 | 19.4
5274 | SolarEdge | BAT-10K1P | N/A | SolarEdge | SE10000H-AUS3MBX14 | 2 | 19.4
5275 | SolarEdge | BAT-10K1P | N/A | SolarEdge | Energy Hub SE6000H-MM | 2 | 19.4
5276 | SolarEdge | BAT-10K1P | N/A | SolarEdge | Energy Hub SE8250H-BPV | 2 | 19.4
5277 | SolarEdge | BAT-10K1P | N/A | SolarEdge | Energy Hub SE8250H-MM | 2 | 19.4
5278 | SolarEdge | BAT-10K1P | N/A | SolarEdge | Energy Hub SE10000H-BPV | 2 | 19.4
5279 | SolarEdge | BAT-10K1P | N/A | SolarEdge | Energy Hub SE5000H-BPV | 2 | 19.4
5280 | SolarEdge | BAT-10K1P | N/A | SolarEdge | Energy Hub SE10000H-MM | 2 | 19.4
5281 | SolarEdge | BAT-10K1P | N/A | SolarEdge | HD-Wave Genesis SE10000H-BPV | 2 | 19.4
5282 | SolarEdge | BAT-10K1P | N/A | SolarEdge | HD-Wave Genesis SE6000H-BPV | 2 | 19.4
5283 | SolarEdge | BAT-10K1P | N/A | SolarEdge | HD-Wave Genesis SE5000H-BPV | 2 | 19.4
5284 | SolarEdge | BAT-10K1P | N/A | SolarEdge | SE6000H-AUL00BNU4 | 2 | 19.4
5285 | SolarEdge | BAT-10K1P | N/A | SolarEdge | SE5000H-AUL00BNU4 | 2 | 19.4
5286 | SolarEdge | BAT-10K1P | N/A | SolarEdge | SE5000H-AUS3MBX14 | 2 | 19.4
5287 | SolarEdge | BAT-10K1P | N/A | SolarEdge | SE6000H-AUS3MBX14 | 2 | 19.4
5288 | SolarEdge | BAT-10K1P | N/A | SolarEdge | SE10K-AUB | 2 | 19.4
5289 | SolarEdge | BAT-10K1P | N/A | SolarEdge | SE8250H-AUS3MBX14 | 2 | 19.4
5290 | SolarEdge | BAT-10K1P | N/A | SolarEdge | SE8250H-AUL00BNU4 | 2 | 19.4
5291 | SolarEdge | BAT-10K1P | N/A | SolarEdge | SE10000H-AUL00BNU4 | 2 | 19.4
5292 | SolarEdge | BAT-10K1P | N/A | SolarEdge | SE5000H-AU000BNV4 | 2 | 19.4
5293 | SolarEdge | BAT-10K1P | N/A | SolarEdge | SE8.25K-AUB | 2 | 19.4
5294 | SolarEdge | BAT-10K1P | N/A | SolarEdge | SE5K-AUB | 2 | 19.4
5295 | SolarEdge | BAT-10K1P | N/A | SolarEdge | HD-Wave Genesis SE8250H-BPV | 2 | 19.4
5296 | SolarEdge | BAT-10K1P | N/A | SolarEdge | HD-Wave EV SE5000H-BPV | 2 | 19.4
5297 | SolarEdge | BAT-10K1P | N/A | SolarEdge | Energy Hub SE6000H-BPV | 2 | 19.4
5298 | SolarEdge | BAT-10K1P | N/A | SolarEdge | SE7K-AUB | 2 | 19.4
5299 | SolarEdge | BAT-10K1P | N/A | SolarEdge | SE10K-AUB | 3 | 29.1
5300 | SolarEdge | BAT-10K1P | N/A | SolarEdge | SE10000H-AUS3MBX14 | 3 | 29.1
5301 | SolarEdge | BAT-10K1P | N/A | SolarEdge | HD-Wave Genesis SE8250H-BPV | 3 | 29.1
5302 | SolarEdge | BAT-10K1P | N/A | SolarEdge | HD-Wave Genesis SE10000H-BPV | 3 | 29.1
5303 | SolarEdge | BAT-10K1P | N/A | SolarEdge | Energy Hub SE10000H-BPV | 3 | 29.1
5304 | SolarEdge | BAT-10K1P | N/A | SolarEdge | SE8250H-AUS3MBX14 | 3 | 29.1
5305 | SolarEdge | BAT-10K1P | N/A | SolarEdge | SE8250H-AUL00BNU4 | 3 | 29.1
5306 | SolarEdge | BAT-10K1P | N/A | SolarEdge | Energy Hub SE10000H-MM | 3 | 29.1
5307 | SolarEdge | BAT-10K1P | N/A | SolarEdge | SE8.25K-AUB | 3 | 29.1
5308 | SolarEdge | BAT-10K1P | N/A | SolarEdge | Energy Hub SE8250H-BPV | 3 | 29.1
5309 | SolarEdge | BAT-10K1P | N/A | SolarEdge | Energy Hub SE8250H-MM | 3 | 29.1
5310 | SolarEdge | BAT-10K1P | N/A | SolarEdge | SE10000H-AUL00BNU4 | 3 | 29.1
5311 | Soltaro | AIO2-BTLV-5KWH | N/A | Soltaro | AIO2-INS-5000 | 2 | 9
5312 | Soltaro | AIO2-BTLV-10KWH | N/A | Soltaro | AIO2-INS-5000 | 1 | 9
5313 | Soltaro | AIO2-BTLV-5KWH | N/A | Soltaro | AIO2-INS-5000 | 3 | 13.5
5314 | Soltaro | AIO2-BTLV-10KWH | N/A | Soltaro | AIO2-INS-5000 | 2 | 18
5315 | Soltaro | AIO2-BTLV-10KWH | N/A | Soltaro | AIO2-INS-5000 | 3 | 27
5316 | Soluna | Soluna 10K Pack HV | N/A | GoodWe | GW5000-EH | 1 | 8
5317 | Soluna | Soluna 10K Pack HV | N/A | GoodWe | GW6KL-ET | 1 | 8
5318 | Soluna | Soluna 10K Pack HV | N/A | GoodWe | GW5KL-ET | 1 | 8
5319 | Soluna | Soluna 10K Pack HV | N/A | GoodWe | GW10KL-ET | 1 | 8
5320 | Soluna | Soluna 10K Pack HV | N/A | GoodWe | GW3600-EH | 1 | 8
5321 | Soluna | Soluna 10K Pack HV | N/A | GoodWe | GW6000-EH | 1 | 8
5322 | Soluna | Soluna 10K Pack HV | N/A | GoodWe | GW8KL-ET | 1 | 8
5323 | Soluna | Soluna 15K Pack HV | N/A | GoodWe | GW6KL-ET | 1 | 12
5324 | Soluna | Soluna 15K Pack HV | N/A | GoodWe | GW8KL-ET | 1 | 12
5325 | Soluna | Soluna 15K Pack HV | N/A | GoodWe | GW5KL-ET | 1 | 12
5326 | Soluna | Soluna 15K Pack HV | N/A | GoodWe | GW10KL-ET | 1 | 12
5327 | Sungrow | SBR064 | N/A | Sungrow | SH6.0RS | 1 | 6.4
5328 | Sungrow | SBR064 | N/A | Sungrow | SH10RS | 1 | 6.4
5329 | Sungrow | SBR064 | N/A | Sungrow | SH5.0RS | 1 | 6.4
5330 | Sungrow | SBR064 | N/A | Sungrow | SH8.0RS | 1 | 6.4
5331 | Sungrow | SBP4K8 | N/A | Sungrow | SH5K-30 | 2 | 9.2
5332 | Sungrow | SBP4K8 | N/A | Sungrow | SH5K-30 | 2 | 9.2
5333 | Sungrow | SBR096 | N/A | Sungrow | SH10RS | 1 | 9.6
5334 | Sungrow | SBR096 | N/A | Sungrow | SH8.0RS | 1 | 9.6
5335 | Sungrow | SBR096 | N/A | Sungrow | SH10RT | 1 | 9.6
5336 | Sungrow | SBR096 | N/A | Sungrow | SH10RT | 3 | 9.6
5337 | Sungrow | SBR096 | N/A | Sungrow | SH5.0RS | 1 | 9.6
5338 | Sungrow | SBR096 | N/A | Sungrow | SH5.0RS | 1 | 9.6
5339 | Sungrow | SBR096 | N/A | Sungrow | SH6.0RS | 1 | 9.6
5340 | Sungrow | SBR096 | N/A | Sungrow | SH5.0RT | 1 | 9.6
5341 | Sungrow | SBR096 | N/A | Sungrow | SH15T | 1 | 9.6
5342 | Sungrow | SBR096 | N/A | Sungrow | SH25T | 1 | 9.6
5343 | Sungrow | SBR096 | N/A | Sungrow | SH20T | 1 | 9.6
5344 | Sungrow | SBR096 | N/A | Sungrow | SH5.0RT | 3 | 9.6
5345 | Sungrow | SBR096 | N/A | Sungrow | SH6.0RS | 1 | 9.6
5346 | Sungrow | SBR128 | N/A | Sungrow | SH5.0RS | 1 | 12.8
5347 | Sungrow | SBR128 | N/A | Sungrow | SH5.0RT | 4 | 12.8
5348 | Sungrow | SBR128 | N/A | Sungrow | SH8.0RS | 1 | 12.8
5349 | Sungrow | SBR128 | N/A | Sungrow | SG5.0RS-ADA | 1 | 12.8
5350 | Sungrow | SBR128 | N/A | Sungrow | SH6.0RS | 1 | 12.8
5351 | Sungrow | SBR128 | N/A | Sungrow | SH10RT | 4 | 12.8
5352 | Sungrow | SBR128 | N/A | Sungrow | SH6.0RS | 1 | 12.8
5353 | Sungrow | SBR128 | N/A | Sungrow | SH20T | 1 | 12.8
5354 | Sungrow | SBR128 | N/A | Sungrow | SH10RS | 1 | 12.8
5355 | Sungrow | SBR128 | N/A | Sungrow | SH5.0RS | 1 | 12.8
5356 | Sungrow | SBR128 | N/A | Sungrow | SH5.0RT | 1 | 12.8
5357 | Sungrow | SBR128 | N/A | Sungrow | SH25T | 1 | 12.8
5358 | Sungrow | SBR128 | N/A | Sungrow | SH15T | 1 | 12.8
5359 | Sungrow | SBR128 | N/A | Sungrow | SH10RT | 1 | 12.8
5360 | Sungrow | SBP4K8 | N/A | Sungrow | SH5K-30 | 3 | 13.8
5361 | Sungrow | SBP4K8 | N/A | Sungrow | SH5K-30 | 3 | 13.8
5362 | Sungrow | SBR160 | N/A | Sungrow | SH6.0RS | 1 | 16
5363 | Sungrow | SBR160 | N/A | Sungrow | SH15T | 1 | 16
5364 | Sungrow | SBR160 | N/A | Sungrow | SH20T | 1 | 16
5365 | Sungrow | SBR160 | N/A | Sungrow | SH25T | 1 | 16
5366 | Sungrow | SBR160 | N/A | Sungrow | SH5.0RS | 1 | 16
5367 | Sungrow | SBR160 | N/A | Sungrow | SH6.0RS | 1 | 16
5368 | Sungrow | SBR160 | N/A | Sungrow | SH5.0RS | 1 | 16
5369 | Sungrow | SBR160 | N/A | Sungrow | SH10RS | 1 | 16
5370 | Sungrow | SBR160 | N/A | Sungrow | SH8.0RS | 1 | 16
5371 | Sungrow | SBR160 | N/A | Sungrow | SH5.0RT | 1 | 16
5372 | Sungrow | SBR160 | N/A | Sungrow | SH10RT | 1 | 16
5373 | Sungrow | SBR160 | N/A | Sungrow | SH10RT | 5 | 16.8
5374 | Sungrow | SBR160 | N/A | Sungrow | SH5.0RT | 5 | 16.8
5375 | Sungrow | SBR192 | N/A | Sungrow | SH25T | 1 | 19.2
5376 | Sungrow | SBR096 | N/A | Sungrow | SH25T | 2 | 19.2
5377 | Sungrow | SBR096 | N/A | Sungrow | SH15T | 2 | 19.2
5378 | Sungrow | SBR192 | N/A | Sungrow | SH8.0RS | 1 | 19.2
5379 | Sungrow | SBR192 | N/A | Sungrow | SH10RS | 1 | 19.2
5380 | Sungrow | SBR192 | N/A | Sungrow | SH10RT | 6 | 19.2
5381 | Sungrow | SBR192 | N/A | Sungrow | SH15T | 1 | 19.2
5382 | Sungrow | SBR096 | N/A | Sungrow | SH20T | 2 | 19.2
5383 | Sungrow | SBR192 | N/A | Sungrow | SH5.0RS | 1 | 19.2
5384 | Sungrow | SBR096 | N/A | Sungrow | SH5.0RS | 2 | 19.2
5385 | Sungrow | SBR096 | N/A | Sungrow | SH10RT | 2 | 19.2
5386 | Sungrow | SBR192 | N/A | Sungrow | SH20T | 1 | 19.2
5387 | Sungrow | SBR096 | N/A | Sungrow | SH5.0RS | 2 | 19.2
5388 | Sungrow | SBR096 | N/A | Sungrow | SH5.0RT | 2 | 19.2
5389 | Sungrow | SBR192 | N/A | Sungrow | SH5.0RT | 1 | 19.2
5390 | Sungrow | SBR096 | N/A | Sungrow | SH6.0RS | 2 | 19.2
5391 | Sungrow | SBR192 | N/A | Sungrow | SH6.0RS | 1 | 19.2
5392 | Sungrow | SBR096 | N/A | Sungrow | SH6.0RS | 2 | 19.2
5393 | Sungrow | SBR096 | N/A | Sungrow | SH10RS | 2 | 19.2
5394 | Sungrow | SBR096 | N/A | Sungrow | SH8.0RS | 2 | 19.2
5395 | Sungrow | SBR192 | N/A | Sungrow | SH6.0RS | 1 | 19.2
5396 | Sungrow | SBR096 | N/A | Sungrow | SH5.0RT | 2 | 19.2
5397 | Sungrow | SBR192 | N/A | Sungrow | SH5.0RS | 1 | 19.2
5398 | Sungrow | SBR192 | N/A | Sungrow | SH5.0RT | 6 | 19.2
5399 | Sungrow | SBR096 | N/A | Sungrow | SH10RT | 2 | 19.2
5400 | Sungrow | SBR192 | N/A | Sungrow | SH10RT | 1 | 19.2
5401 | Sungrow | SBR224 | N/A | Sungrow | SH10RT | 7 | 22.4
5402 | Sungrow | SBR224 | N/A | Sungrow | SH10RT | 1 | 22.4
5403 | Sungrow | SBR224 | N/A | Sungrow | SH15T | 1 | 22.4
5404 | Sungrow | SBR224 | N/A | Sungrow | SH20T | 1 | 22.4
5405 | Sungrow | SBR224 | N/A | Sungrow | SH25T | 1 | 22.4
5406 | Sungrow | SBR224 | N/A | Sungrow | SH5.0RT | 1 | 22.4
5407 | Sungrow | SBR224 | N/A | Sungrow | SH5.0RT | 7 | 22.4
5408 | Sungrow | SBR128 | N/A | Sungrow | SH5.0RT | 2 | 25.6
5409 | Sungrow | SBR128 | N/A | Sungrow | SH10RT | 2 | 25.6
5410 | Sungrow | SBR128 | N/A | Sungrow | SH10RS | 2 | 25.6
5411 | Sungrow | SBR128 | N/A | Sungrow | SH8.0RS | 2 | 25.6
5412 | Sungrow | SBR128 | N/A | Sungrow | SH6.0RS | 2 | 25.6
5413 | Sungrow | SBR128 | N/A | Sungrow | SH6.0RS | 2 | 25.6
5414 | Sungrow | SBR128 | N/A | Sungrow | SH5.0RS | 2 | 25.6
5415 | Sungrow | SBR128 | N/A | Sungrow | SH25T | 2 | 25.6
5416 | Sungrow | SBR256 | N/A | Sungrow | SH25T | 1 | 25.6
5417 | Sungrow | SBR128 | N/A | Sungrow | SH5.0RT | 2 | 25.6
5418 | Sungrow | SBR128 | N/A | Sungrow | SH15T | 2 | 25.6
5419 | Sungrow | SBR128 | N/A | Sungrow | SH5.0RS | 2 | 25.6
5420 | Sungrow | SBR256 | N/A | Sungrow | SH15T | 1 | 25.6
5421 | Sungrow | SBR128 | N/A | Sungrow | SH10RT | 2 | 25.6
5422 | Sungrow | SBR256 | N/A | Sungrow | SH10RT | 8 | 25.6
5423 | Sungrow | SBR256 | N/A | Sungrow | SH20T | 1 | 25.6
5424 | Sungrow | SBR256 | N/A | Sungrow | SH10RT | 1 | 25.6
5425 | Sungrow | SBR256 | N/A | Sungrow | SH5.0RT | 1 | 25.6
5426 | Sungrow | SBR256 | N/A | Sungrow | SH5.0RT | 8 | 25.6
5427 | Sungrow | SBR128 | N/A | Sungrow | SH20T | 2 | 25.6
5428 | Sungrow | SBR096 | N/A | Sungrow | SH25T | 3 | 28.8
5429 | Sungrow | SBR096 | N/A | Sungrow | SH20T | 3 | 28.8
5430 | Sungrow | SBR096 | N/A | Sungrow | SH15T | 3 | 28.8
5431 | Sungrow | SBR096 | N/A | Sungrow | SH10RS | 3 | 28.8
5432 | Sungrow | SBR096 | N/A | Sungrow | SH6.0RS | 3 | 28.8
5433 | Sungrow | SBR096 | N/A | Sungrow | SH8.0RS | 3 | 28.8
5434 | Sungrow | SBR096 | N/A | Sungrow | SH6.0RS | 3 | 28.8
5435 | Sungrow | SBR096 | N/A | Sungrow | SH5.0RT | 3 | 28.8
5436 | Sungrow | SBR096 | N/A | Sungrow | SH10RT | 3 | 28.8
5437 | Sungrow | SBR096 | N/A | Sungrow | SH5.0RT | 3 | 28.8
5438 | Sungrow | SBR096 | N/A | Sungrow | SH5.0RS | 3 | 28.8
5439 | Sungrow | SBR096 | N/A | Sungrow | SH5.0RS | 3 | 28.8
5440 | Sungrow | SBR096 | N/A | Sungrow | SH10RT | 3 | 28.8
5441 | Sungrow | SBR160 | N/A | Sungrow | SH10RT | 2 | 32
5442 | Sungrow | SBR160 | N/A | Sungrow | SH5.0RS | 2 | 32
5443 | Sungrow | SBR160 | N/A | Sungrow | SH8.0RS | 2 | 32
5444 | Sungrow | SBR160 | N/A | Sungrow | SH10RS | 2 | 32
5445 | Sungrow | SBR160 | N/A | Sungrow | SH5.0RS | 2 | 32
5446 | Sungrow | SBR160 | N/A | Sungrow | SH10RT | 2 | 32
5447 | Sungrow | SBR160 | N/A | Sungrow | SH6.0RS | 2 | 32
5448 | Sungrow | SBR160 | N/A | Sungrow | SH15T | 2 | 32
5449 | Sungrow | SBR160 | N/A | Sungrow | SH25T | 2 | 32
5450 | Sungrow | SBR160 | N/A | Sungrow | SH5.0RT | 2 | 32
5451 | Sungrow | SBR160 | N/A | Sungrow | SH20T | 2 | 32
5452 | Sungrow | SBR160 | N/A | Sungrow | SH6.0RS | 2 | 32
5453 | Sungrow | SBR160 | N/A | Sungrow | SH5.0RT | 2 | 32
5454 | Sungrow | SBR192 | N/A | Sungrow | SH20T | 2 | 38.4
5455 | Sungrow | SBR128 | N/A | Sungrow | SH6.0RS | 3 | 38.4
5456 | Sungrow | SBR128 | N/A | Sungrow | SH10RS | 3 | 38.4
5457 | Sungrow | SBR096 | N/A | Sungrow | SH15T | 4 | 38.4
5458 | Sungrow | SBR096 | N/A | Sungrow | SH5.0RT | 4 | 38.4
5459 | Sungrow | SBR128 | N/A | Sungrow | SH10RT | 3 | 38.4
5460 | Sungrow | SBR192 | N/A | Sungrow | SH15T | 2 | 38.4
5461 | Sungrow | SBR192 | N/A | Sungrow | SH5.0RS | 2 | 38.4
5462 | Sungrow | SBR192 | N/A | Sungrow | SH6.0RS | 2 | 38.4
5463 | Sungrow | SBR096 | N/A | Sungrow | SH10RT | 4 | 38.4
5464 | Sungrow | SBR128 | N/A | Sungrow | SH10RT | 3 | 38.4
5465 | Sungrow | SBR192 | N/A | Sungrow | SH8.0RS | 2 | 38.4
5466 | Sungrow | SBR192 | N/A | Sungrow | SH10RS | 2 | 38.4
5467 | Sungrow | SBR192 | N/A | Sungrow | SH5.0RT | 2 | 38.4
5468 | Sungrow | SBR192 | N/A | Sungrow | SH25T | 2 | 38.4
5469 | Sungrow | SBR128 | N/A | Sungrow | SH5.0RT | 3 | 38.4
5470 | Sungrow | SBR192 | N/A | Sungrow | SH5.0RT | 2 | 38.4
5471 | Sungrow | SBR192 | N/A | Sungrow | SH5.0RS | 2 | 38.4
5472 | Sungrow | SBR096 | N/A | Sungrow | SH25T | 4 | 38.4
5473 | Sungrow | SBR096 | N/A | Sungrow | SH6.0RS | 4 | 38.4
5474 | Sungrow | SBR096 | N/A | Sungrow | SH10RS | 4 | 38.4
5475 | Sungrow | SBR096 | N/A | Sungrow | SH5.0RT | 4 | 38.4
5476 | Sungrow | SBR128 | N/A | Sungrow | SH8.0RS | 3 | 38.4
5477 | Sungrow | SBR192 | N/A | Sungrow | SH10RT | 2 | 38.4
5478 | Sungrow | SBR096 | N/A | Sungrow | SH8.0RS | 4 | 38.4
5479 | Sungrow | SBR128 | N/A | Sungrow | SH6.0RS | 3 | 38.4
5480 | Sungrow | SBR096 | N/A | Sungrow | SH6.0RS | 4 | 38.4
5481 | Sungrow | SBR096 | N/A | Sungrow | SH5.0RS | 4 | 38.4
5482 | Sungrow | SBR128 | N/A | Sungrow | SH5.0RT | 3 | 38.4
5483 | Sungrow | SBR128 | N/A | Sungrow | SH5.0RS | 3 | 38.4
5484 | Sungrow | SBR192 | N/A | Sungrow | SH6.0RS | 2 | 38.4
5485 | Sungrow | SBR096 | N/A | Sungrow | SH20T | 4 | 38.4
5486 | Sungrow | SBR192 | N/A | Sungrow | SH10RT | 2 | 38.4
5487 | Sungrow | SBR128 | N/A | Sungrow | SH5.0RS | 3 | 38.4
5488 | Sungrow | SBR096 | N/A | Sungrow | SH5.0RS | 4 | 38.4
5489 | Sungrow | SBR096 | N/A | Sungrow | SH10RT | 4 | 38.4
5490 | Sungrow | SBR128 | N/A | Sungrow | SH15T | 3 | 38.4
5491 | Sungrow | SBR128 | N/A | Sungrow | SH20T | 3 | 38.4
5492 | Sungrow | SBR128 | N/A | Sungrow | SH25T | 3 | 38.4
5493 | Sungrow | SBR224 | N/A | Sungrow | SH5.0RT | 2 | 44.8
5494 | Sungrow | SBR224 | N/A | Sungrow | SH5.0RT | 2 | 44.8
5495 | Sungrow | SBR224 | N/A | Sungrow | SH20T | 2 | 44.8
5496 | Sungrow | SBR224 | N/A | Sungrow | SH10RT | 2 | 44.8
5497 | Sungrow | SBR224 | N/A | Sungrow | SH15T | 2 | 44.8
5498 | Sungrow | SBR224 | N/A | Sungrow | SH25T | 2 | 44.8
5499 | Sungrow | SBR224 | N/A | Sungrow | SH10RT | 2 | 44.8
5500 | Sungrow | SBR160 | N/A | Sungrow | SH5.0RT | 3 | 48
5501 | Sungrow | SBR160 | N/A | Sungrow | SH20T | 3 | 48
5502 | Sungrow | SBR160 | N/A | Sungrow | SH25T | 3 | 48
5503 | Sungrow | SBR160 | N/A | Sungrow | SH10RS | 3 | 48
5504 | Sungrow | SBR160 | N/A | Sungrow | SH5.0RT | 3 | 48
5505 | Sungrow | SBR160 | N/A | Sungrow | SH5.0RS | 3 | 48
5506 | Sungrow | SBR160 | N/A | Sungrow | SH10RT | 3 | 48
5507 | Sungrow | SBR160 | N/A | Sungrow | SH10RT | 3 | 48
5508 | Sungrow | SBR160 | N/A | Sungrow | SH6.0RS | 3 | 48
5509 | Sungrow | SBR160 | N/A | Sungrow | SH5.0RS | 3 | 48
5510 | Sungrow | SBR160 | N/A | Sungrow | SH8.0RS | 3 | 48
5511 | Sungrow | SBR160 | N/A | Sungrow | SH6.0RS | 3 | 48
5512 | Sungrow | SBR160 | N/A | Sungrow | SH15T | 3 | 48
5513 | Sungrow | SBR128 | N/A | Sungrow | SH8.0RS | 4 | 51.2
5514 | Sungrow | SBR128 | N/A | Sungrow | SH6.0RS | 4 | 51.2
5515 | Sungrow | SBR128 | N/A | Sungrow | SH5.0RS | 4 | 51.2
5516 | Sungrow | SBR128 | N/A | Sungrow | SH6.0RS | 4 | 51.2
5517 | Sungrow | SBR128 | N/A | Sungrow | SH10RT | 4 | 51.2
5518 | Sungrow | SBR128 | N/A | Sungrow | SH20T | 4 | 51.2
5519 | Sungrow | SBR128 | N/A | Sungrow | SH10RT | 4 | 51.2
5520 | Sungrow | SBR128 | N/A | Sungrow | SH10RS | 4 | 51.2
5521 | Sungrow | SBR128 | N/A | Sungrow | SH5.0RT | 4 | 51.2
5522 | Sungrow | SBR256 | N/A | Sungrow | SH10RT | 2 | 51.2
5523 | Sungrow | SBR128 | N/A | Sungrow | SH5.0RS | 4 | 51.2
5524 | Sungrow | SBR256 | N/A | Sungrow | SH25T | 2 | 51.2
5525 | Sungrow | SBR256 | N/A | Sungrow | SH10RT | 2 | 51.2
5526 | Sungrow | SBR256 | N/A | Sungrow | SH5.0RT | 2 | 51.2
5527 | Sungrow | SBR128 | N/A | Sungrow | SH15T | 4 | 51.2
5528 | Sungrow | SBR256 | N/A | Sungrow | SH15T | 2 | 51.2
5529 | Sungrow | SBR256 | N/A | Sungrow | SH5.0RT | 2 | 51.2
5530 | Sungrow | SBR256 | N/A | Sungrow | SH20T | 2 | 51.2
5531 | Sungrow | SBR128 | N/A | Sungrow | SH25T | 4 | 51.2
5532 | Sungrow | SBR128 | N/A | Sungrow | SH5.0RT | 4 | 51.2
5533 | Sungrow | SBR192 | N/A | Sungrow | SH20T | 3 | 57.6
5534 | Sungrow | SBR192 | N/A | Sungrow | SH15T | 3 | 57.6
5535 | Sungrow | SBR192 | N/A | Sungrow | SH25T | 3 | 57.6
5536 | Sungrow | SBR192 | N/A | Sungrow | SH10RT | 3 | 57.6
5537 | Sungrow | SBR192 | N/A | Sungrow | SH5.0RT | 3 | 57.6
5538 | Sungrow | SBR192 | N/A | Sungrow | SH5.0RT | 3 | 57.6
5539 | Sungrow | SBR192 | N/A | Sungrow | SH6.0RS | 3 | 57.6
5540 | Sungrow | SBR192 | N/A | Sungrow | SH10RT | 3 | 57.6
5541 | Sungrow | SBR192 | N/A | Sungrow | SH5.0RS | 3 | 57.6
5542 | Sungrow | SBR192 | N/A | Sungrow | SH5.0RS | 3 | 57.6
5543 | Sungrow | SBR192 | N/A | Sungrow | SH10RS | 3 | 57.6
5544 | Sungrow | SBR192 | N/A | Sungrow | SH8.0RS | 3 | 57.6
5545 | Sungrow | SBR192 | N/A | Sungrow | SH6.0RS | 3 | 57.6
5546 | Sungrow | SBR160 | N/A | Sungrow | SH25T | 4 | 64
5547 | Sungrow | SBR160 | N/A | Sungrow | SH6.0RS | 4 | 64
5548 | Sungrow | SBR160 | N/A | Sungrow | SH5.0RS | 4 | 64
5549 | Sungrow | SBR160 | N/A | Sungrow | SH5.0RT | 4 | 64
5550 | Sungrow | SBR160 | N/A | Sungrow | SH8.0RS | 4 | 64
5551 | Sungrow | SBR160 | N/A | Sungrow | SH15T | 4 | 64
5552 | Sungrow | SBR160 | N/A | Sungrow | SH10RT | 4 | 64
5553 | Sungrow | SBR160 | N/A | Sungrow | SH20T | 4 | 64
5554 | Sungrow | SBR160 | N/A | Sungrow | SH5.0RS | 4 | 64
5555 | Sungrow | SBR160 | N/A | Sungrow | SH10RT | 4 | 64
5556 | Sungrow | SBR160 | N/A | Sungrow | SH6.0RS | 4 | 64
5557 | Sungrow | SBR160 | N/A | Sungrow | SH5.0RT | 4 | 64
5558 | Sungrow | SBR160 | N/A | Sungrow | SH10RS | 4 | 64
5559 | Sungrow | SBR224 | N/A | Sungrow | SH20T | 3 | 67.2
5560 | Sungrow | SBR224 | N/A | Sungrow | SH15T | 3 | 67.2
5561 | Sungrow | SBR224 | N/A | Sungrow | SH25T | 3 | 67.2
5562 | Sungrow | SBR224 | N/A | Sungrow | SH10RT | 3 | 67.2
5563 | Sungrow | SBR224 | N/A | Sungrow | SH5.0RT | 3 | 67.2
5564 | Sungrow | SBR224 | N/A | Sungrow | SH10RT | 3 | 67.2
5565 | Sungrow | SBR224 | N/A | Sungrow | SH5.0RT | 3 | 67.2
5566 | Sungrow | SBR256 | N/A | Sungrow | SH10RT | 3 | 76.8
5567 | Sungrow | SBR192 | N/A | Sungrow | SH10RT | 4 | 76.8
5568 | Sungrow | SBR192 | N/A | Sungrow | SH10RT | 4 | 76.8
5569 | Sungrow | SBR192 | N/A | Sungrow | SH25T | 4 | 76.8
5570 | Sungrow | SBR192 | N/A | Sungrow | SH5.0RT | 4 | 76.8
5571 | Sungrow | SBR192 | N/A | Sungrow | SH5.0RT | 4 | 76.8
5572 | Sungrow | SBR192 | N/A | Sungrow | SH5.0RS | 4 | 76.8
5573 | Sungrow | SBR256 | N/A | Sungrow | SH5.0RT | 3 | 76.8
5574 | Sungrow | SBR192 | N/A | Sungrow | SH8.0RS | 4 | 76.8
5575 | Sungrow | SBR192 | N/A | Sungrow | SH15T | 4 | 76.8
5576 | Sungrow | SBR192 | N/A | Sungrow | SH6.0RS | 4 | 76.8
5577 | Sungrow | SBR192 | N/A | Sungrow | SH10RS | 4 | 76.8
5578 | Sungrow | SBR192 | N/A | Sungrow | SH6.0RS | 4 | 76.8
5579 | Sungrow | SBR192 | N/A | Sungrow | SH5.0RS | 4 | 76.8
5580 | Sungrow | SBR256 | N/A | Sungrow | SH5.0RT | 3 | 76.8
5581 | Sungrow | SBR256 | N/A | Sungrow | SH10RT | 3 | 76.8
5582 | Sungrow | SBR192 | N/A | Sungrow | SH20T | 4 | 76.8
5583 | Sungrow | SBR256 | N/A | Sungrow | SH25T | 3 | 76.8
5584 | Sungrow | SBR256 | N/A | Sungrow | SH15T | 3 | 76.8
5585 | Sungrow | SBR256 | N/A | Sungrow | SH20T | 3 | 76.8
5586 | Sungrow | SBR224 | N/A | Sungrow | SH5.0RT | 4 | 89.6
5587 | Sungrow | SBR224 | N/A | Sungrow | SH20T | 4 | 89.6
5588 | Sungrow | SBR224 | N/A | Sungrow | SH10RT | 4 | 89.6
5589 | Sungrow | SBR224 | N/A | Sungrow | SH25T | 4 | 89.6
5590 | Sungrow | SBR224 | N/A | Sungrow | SH5.0RT | 4 | 89.6
5591 | Sungrow | SBR224 | N/A | Sungrow | SH10RT | 4 | 89.6
5592 | Sungrow | SBR224 | N/A | Sungrow | SH15T | 4 | 89.6
5593 | Sungrow | SBR256 | N/A | Sungrow | SH5.0RT | 4 | 102.4
5594 | Sungrow | SBR256 | N/A | Sungrow | SH15T | 4 | 102.4
5595 | Sungrow | SBR256 | N/A | Sungrow | SH20T | 4 | 102.4
5596 | Sungrow | SBR256 | N/A | Sungrow | SH5.0RT | 4 | 102.4
5597 | Sungrow | SBR256 | N/A | Sungrow | SH25T | 4 | 102.4
5598 | Sungrow | SBR256 | N/A | Sungrow | SH10RT | 4 | 102.4
5599 | Sungrow | SBR256 | N/A | Sungrow | SH10RT | 4 | 102.4
5600 | Sungrow | SBH200 | N/A | Sungrow | SH25T | 1 | 20
5601 | Sungrow | SBH200 | N/A | Sungrow | SH5.0RT | 1 | 20
5602 | Sungrow | SBH200 | N/A | Sungrow | SH10RS | 1 | 20
5603 | Sungrow | SBH200 | N/A | Sungrow | SH8.0RS | 1 | 20
5604 | Sungrow | SBH200 | N/A | Sungrow | SH6.0RS | 1 | 20
5605 | Sungrow | SBH200 | N/A | Sungrow | SH5.0RS | 1 | 20
5606 | Sungrow | SBH200 | N/A | Sungrow | SH15T | 1 | 20
5607 | Sungrow | SBH200 | N/A | Sungrow | SH20T | 1 | 20
5608 | Sungrow | SBH200 | N/A | Sungrow | SH10RT | 1 | 20
5609 | Sungrow | SBH250 | N/A | Sungrow | SH5.0RS | 1 | 25
5610 | Sungrow | SBH250 | N/A | Sungrow | SH6.0RS | 1 | 25
5611 | Sungrow | SBH250 | N/A | Sungrow | SH8.0RS | 1 | 25
5612 | Sungrow | SBH250 | N/A | Sungrow | SH10RT | 1 | 25
5613 | Sungrow | SBH250 | N/A | Sungrow | SH10RS | 1 | 25
5614 | Sungrow | SBH250 | N/A | Sungrow | SH5.0RT | 1 | 25
5615 | Sungrow | SBH250 | N/A | Sungrow | SH20T | 1 | 25
5616 | Sungrow | SBH250 | N/A | Sungrow | SH15T | 1 | 25
5617 | Sungrow | SBH250 | N/A | Sungrow | SH25T | 1 | 25
5618 | Sungrow | SBH300 | N/A | Sungrow | SH10RS | 1 | 30
5619 | Sungrow | SBH300 | N/A | Sungrow | SH5.0RT | 1 | 30
5620 | Sungrow | SBH300 | N/A | Sungrow | SH6.0RS | 1 | 30
5621 | Sungrow | SBH300 | N/A | Sungrow | SH8.0RS | 1 | 30
5622 | Sungrow | SBH300 | N/A | Sungrow | SH5.0RS | 1 | 30
5623 | Sungrow | SBH300 | N/A | Sungrow | SH10RT | 1 | 30
5624 | Sungrow | SBH300 | N/A | Sungrow | SH25T | 1 | 30
5625 | Sungrow | SBH300 | N/A | Sungrow | SH20T | 1 | 30
5626 | Sungrow | SBH300 | N/A | Sungrow | SH15T | 1 | 30
5627 | Sungrow | SBH350 | N/A | Sungrow | SH25T | 1 | 35
5628 | Sungrow | SBH350 | N/A | Sungrow | SH20T | 1 | 35
5629 | Sungrow | SBH350 | N/A | Sungrow | SH10RT | 1 | 35
5630 | Sungrow | SBH350 | N/A | Sungrow | SH5.0RT | 1 | 35
5631 | Sungrow | SBH350 | N/A | Sungrow | SH15T | 1 | 35
5632 | Sungrow | SBH400 | N/A | Sungrow | SH10RT | 1 | 40
5633 | Sungrow | SBH400 | N/A | Sungrow | SH15T | 1 | 40
5634 | Sungrow | SBH200 | N/A | Sungrow | SH20T | 2 | 40
5635 | Sungrow | SBH400 | N/A | Sungrow | SH20T | 1 | 40
5636 | Sungrow | SBH200 | N/A | Sungrow | SH6.0RS | 2 | 40
5637 | Sungrow | SBH200 | N/A | Sungrow | SH8.0RS | 2 | 40
5638 | Sungrow | SBH200 | N/A | Sungrow | SH5.0RS | 2 | 40
5639 | Sungrow | SBH200 | N/A | Sungrow | SH25T | 2 | 40
5640 | Sungrow | SBH400 | N/A | Sungrow | SH25T | 1 | 40
5641 | Sungrow | SBH200 | N/A | Sungrow | SH5.0RT | 2 | 40
5642 | Sungrow | SBH200 | N/A | Sungrow | SH10RT | 2 | 40
5643 | Sungrow | SBH400 | N/A | Sungrow | SH5.0RT | 1 | 40
5644 | Sungrow | SBH200 | N/A | Sungrow | SH10RS | 2 | 40
5645 | Sungrow | SBH200 | N/A | Sungrow | SH15T | 2 | 40
5646 | Sungrow | SBH250 | N/A | Sungrow | SH8.0RS | 2 | 50
5647 | Sungrow | SBH250 | N/A | Sungrow | SH5.0RT | 2 | 50
5648 | Sungrow | SBH250 | N/A | Sungrow | SH5.0RS | 2 | 50
5649 | Sungrow | SBH250 | N/A | Sungrow | SH6.0RS | 2 | 50
5650 | Sungrow | SBH250 | N/A | Sungrow | SH15T | 2 | 50
5651 | Sungrow | SBH250 | N/A | Sungrow | SH25T | 2 | 50
5652 | Sungrow | SBH250 | N/A | Sungrow | SH20T | 2 | 50
5653 | Sungrow | SBH250 | N/A | Sungrow | SH10RS | 2 | 50
5654 | Sungrow | SBH250 | N/A | Sungrow | SH10RT | 2 | 50
5655 | Sungrow | SBH300 | N/A | Sungrow | SH15T | 2 | 60
5656 | Sungrow | SBH300 | N/A | Sungrow | SH25T | 2 | 60
5657 | Sungrow | SBH200 | N/A | Sungrow | SH6.0RS | 3 | 60
5658 | Sungrow | SBH200 | N/A | Sungrow | SH25T | 3 | 60
5659 | Sungrow | SBH300 | N/A | Sungrow | SH20T | 2 | 60
5660 | Sungrow | SBH300 | N/A | Sungrow | SH5.0RS | 2 | 60
5661 | Sungrow | SBH200 | N/A | Sungrow | SH20T | 3 | 60
5662 | Sungrow | SBH200 | N/A | Sungrow | SH5.0RS | 3 | 60
5663 | Sungrow | SBH200 | N/A | Sungrow | SH10RS | 3 | 60
5664 | Sungrow | SBH300 | N/A | Sungrow | SH6.0RS | 2 | 60
5665 | Sungrow | SBH300 | N/A | Sungrow | SH10RS | 2 | 60
5666 | Sungrow | SBH300 | N/A | Sungrow | SH8.0RS | 2 | 60
5667 | Sungrow | SBH200 | N/A | Sungrow | SH8.0RS | 3 | 60
5668 | Sungrow | SBH300 | N/A | Sungrow | SH10RT | 2 | 60
5669 | Sungrow | SBH300 | N/A | Sungrow | SH5.0RT | 2 | 60
5670 | Sungrow | SBH200 | N/A | Sungrow | SH5.0RT | 3 | 60
5671 | Sungrow | SBH200 | N/A | Sungrow | SH10RT | 3 | 60
5672 | Sungrow | SBH200 | N/A | Sungrow | SH15T | 3 | 60
5673 | Sungrow | SBH350 | N/A | Sungrow | SH5.0RT | 2 | 70
5674 | Sungrow | SBH350 | N/A | Sungrow | SH25T | 2 | 70
5675 | Sungrow | SBH350 | N/A | Sungrow | SH10RT | 2 | 70
5676 | Sungrow | SBH350 | N/A | Sungrow | SH20T | 2 | 70
5677 | Sungrow | SBH350 | N/A | Sungrow | SH15T | 2 | 70
5678 | Sungrow | SBH250 | N/A | Sungrow | SH10RS | 3 | 75
5679 | Sungrow | SBH250 | N/A | Sungrow | SH5.0RT | 3 | 75
5680 | Sungrow | SBH250 | N/A | Sungrow | SH5.0RS | 3 | 75
5681 | Sungrow | SBH250 | N/A | Sungrow | SH6.0RS | 3 | 75
5682 | Sungrow | SBH250 | N/A | Sungrow | SH25T | 3 | 75
5683 | Sungrow | SBH250 | N/A | Sungrow | SH8.0RS | 3 | 75
5684 | Sungrow | SBH250 | N/A | Sungrow | SH20T | 3 | 75
5685 | Sungrow | SBH250 | N/A | Sungrow | SH10RT | 3 | 75
5686 | Sungrow | SBH250 | N/A | Sungrow | SH15T | 3 | 75
5687 | Sungrow | SBH200 | N/A | Sungrow | SH8.0RS | 4 | 80
5688 | Sungrow | SBH200 | N/A | Sungrow | SH6.0RS | 4 | 80
5689 | Sungrow | SBH400 | N/A | Sungrow | SH5.0RT | 2 | 80
5690 | Sungrow | SBH200 | N/A | Sungrow | SH10RS | 4 | 80
5691 | Sungrow | SBH200 | N/A | Sungrow | SH5.0RT | 4 | 80
5692 | Sungrow | SBH200 | N/A | Sungrow | SH20T | 4 | 80
5693 | Sungrow | SBH200 | N/A | Sungrow | SH5.0RS | 4 | 80
5694 | Sungrow | SBH200 | N/A | Sungrow | SH10RT | 4 | 80
5695 | Sungrow | SBH400 | N/A | Sungrow | SH10RT | 2 | 80
5696 | Sungrow | SBH400 | N/A | Sungrow | SH15T | 2 | 80
5697 | Sungrow | SBH400 | N/A | Sungrow | SH20T | 2 | 80
5698 | Sungrow | SBH200 | N/A | Sungrow | SH15T | 4 | 80
5699 | Sungrow | SBH200 | N/A | Sungrow | SH25T | 4 | 80
5700 | Sungrow | SBH400 | N/A | Sungrow | SH25T | 2 | 80
5701 | Sungrow | SBH300 | N/A | Sungrow | SH25T | 3 | 90
5702 | Sungrow | SBH300 | N/A | Sungrow | SH15T | 3 | 90
5703 | Sungrow | SBH300 | N/A | Sungrow | SH5.0RT | 3 | 90
5704 | Sungrow | SBH300 | N/A | Sungrow | SH5.0RS | 3 | 90
5705 | Sungrow | SBH300 | N/A | Sungrow | SH10RT | 3 | 90
5706 | Sungrow | SBH300 | N/A | Sungrow | SH10RS | 3 | 90
5707 | Sungrow | SBH300 | N/A | Sungrow | SH6.0RS | 3 | 90
5708 | Sungrow | SBH300 | N/A | Sungrow | SH8.0RS | 3 | 90
5709 | Sungrow | SBH300 | N/A | Sungrow | SH20T | 3 | 90
5710 | Sungrow | SBH250 | N/A | Sungrow | SH6.0RS | 4 | 100
5711 | Sungrow | SBH250 | N/A | Sungrow | SH5.0RS | 4 | 100
5712 | Sungrow | SBH250 | N/A | Sungrow | SH25T | 4 | 100
5713 | Sungrow | SBH250 | N/A | Sungrow | SH5.0RT | 4 | 100
5714 | Sungrow | SBH250 | N/A | Sungrow | SH8.0RS | 4 | 100
5715 | Sungrow | SBH250 | N/A | Sungrow | SH15T | 4 | 100
5716 | Sungrow | SBH250 | N/A | Sungrow | SH10RS | 4 | 100
5717 | Sungrow | SBH250 | N/A | Sungrow | SH20T | 4 | 100
5718 | Sungrow | SBH250 | N/A | Sungrow | SH10RT | 4 | 100
5719 | Sungrow | SBH350 | N/A | Sungrow | SH10RT | 3 | 105
5720 | Sungrow | SBH350 | N/A | Sungrow | SH25T | 3 | 105
5721 | Sungrow | SBH350 | N/A | Sungrow | SH15T | 3 | 105
5722 | Sungrow | SBH350 | N/A | Sungrow | SH5.0RT | 3 | 105
5723 | Sungrow | SBH350 | N/A | Sungrow | SH20T | 3 | 105
5724 | Sungrow | SBH300 | N/A | Sungrow | SH10RT | 4 | 120
5725 | Sungrow | SBH400 | N/A | Sungrow | SH10RT | 3 | 120
5726 | Sungrow | SBH300 | N/A | Sungrow | SH5.0RT | 4 | 120
5727 | Sungrow | SBH300 | N/A | Sungrow | SH15T | 4 | 120
5728 | Sungrow | SBH300 | N/A | Sungrow | SH8.0RS | 4 | 120
5729 | Sungrow | SBH400 | N/A | Sungrow | SH25T | 3 | 120
5730 | Sungrow | SBH300 | N/A | Sungrow | SH6.0RS | 4 | 120
5731 | Sungrow | SBH400 | N/A | Sungrow | SH20T | 3 | 120
5732 | Sungrow | SBH400 | N/A | Sungrow | SH15T | 3 | 120
5733 | Sungrow | SBH300 | N/A | Sungrow | SH25T | 4 | 120
5734 | Sungrow | SBH400 | N/A | Sungrow | SH5.0RT | 3 | 120
5735 | Sungrow | SBH300 | N/A | Sungrow | SH20T | 4 | 120
5736 | Sungrow | SBH300 | N/A | Sungrow | SH5.0RS | 4 | 120
5737 | Sungrow | SBH300 | N/A | Sungrow | SH10RS | 4 | 120
5738 | Sungrow | SBH350 | N/A | Sungrow | SH5.0RT | 4 | 140
5739 | Sungrow | SBH350 | N/A | Sungrow | SH10RT | 4 | 140
5740 | Sungrow | SBH350 | N/A | Sungrow | SH15T | 4 | 140
5741 | Sungrow | SBH350 | N/A | Sungrow | SH25T | 4 | 140
5742 | Sungrow | SBH350 | N/A | Sungrow | SH20T | 4 | 140
5743 | Sungrow | SBH400 | N/A | Sungrow | SH15T | 4 | 160
5744 | Sungrow | SBH400 | N/A | Sungrow | SH10RT | 4 | 160
5745 | Sungrow | SBH400 | N/A | Sungrow | SH20T | 4 | 160
5746 | Sungrow | SBH400 | N/A | Sungrow | SH5.0RT | 4 | 160
5747 | Sungrow | SBH400 | N/A | Sungrow | SH25T | 4 | 160
5748 | Tesla | N/A | AC Powerwall | N/A | N/A | 1 | 13.5
5749 | Tesla | N/A | AC Powerwall | N/A | N/A | 2 | 27
5750 | UZ Energy | L051100-A | N/A | GoodWe | GW5048D-ES | 2 | 10.2
5751 | UZ Energy | L051100-A | N/A | GoodWe | GW3648D-ES | 2 | 10.2
5752 | UZ Energy | L051100-A | N/A | GoodWe | GW3600S-BP | 2 | 10.2
5753 | UZ Energy | L051100-A | N/A | GoodWe | GW5000S-BP | 2 | 10.2
5754 | Zenaji | A48-40 | N/A | Selectronic | SPMC482-AU | 4 | 7.6
5755 | Zenaji | A48-40 | N/A | Selectronic | SPMC481-AU | 4 | 7.6
5756 | Zenaji | A48-40 | N/A | Selectronic | SPMC480-AU | 4 | 7.6
5757 | Zenaji | A48-40 | N/A | Selectronic | SPMC481-AU | 5 | 9.5
5758 | Zenaji | A48-40 | N/A | Selectronic | SPMC480-AU | 5 | 9.5
5759 | Zenaji | A48-40 | N/A | Selectronic | SPMC482-AU | 5 | 9.5
5760 | Zenaji | A48-40 | N/A | Selectronic | SPMC481-AU | 6 | 11.4
5761 | Zenaji | A48-40 | N/A | Selectronic | SPMC482-AU | 6 | 11.4
5762 | Zenaji | A48-40 | N/A | Selectronic | SPMC480-AU | 6 | 11.4
5763 | Zenaji | A48-40 | N/A | Selectronic | SPMC482-AU | 7 | 13.3
5764 | Zenaji | A48-40 | N/A | Selectronic | SPMC481-AU | 7 | 13.3
5765 | Zenaji | A48-40 | N/A | Selectronic | SPMC480-AU | 7 | 13.3
5766 | Zenaji | A48-40 | N/A | Selectronic | SPMC481-AU | 8 | 15.2
5767 | Zenaji | A48-40 | N/A | Selectronic | SPMC480-AU | 8 | 15.2
5768 | Zenaji | A48-40 | N/A | Selectronic | SPMC482-AU | 8 | 15.2
5769 | Zenaji | A48-40 | N/A | Selectronic | SPMC480-AU | 9 | 17.1
5770 | Zenaji | A48-40 | N/A | Selectronic | SPMC482-AU | 9 | 17.1
5771 | Zenaji | A48-40 | N/A | Selectronic | SPMC481-AU | 9 | 17.1
5772 | Zenaji | A48-40 | N/A | Selectronic | SPMC480-AU | 10 | 19
5773 | Zenaji | A48-40 | N/A | Selectronic | SPMC482-AU | 10 | 19
5774 | Zenaji | A48-40 | N/A | Selectronic | SPMC481-AU | 10 | 19
5775 | Zenaji | AEON A48-40 | N/A | Sungrow | SH5K-30 | 4 | 7.5
5776 | sonnen | N/A | Hybrid 9.53/7.5 | N/A | N/A | 1 | 6.8
5777 | sonnen | N/A | Hybrid 9.53/10 | N/A | N/A | 1 | 9
5778 | sonnen | N/A | sonnenBatterie Evo | N/A | N/A | 1 | 10
5779 | sonnen | N/A | Hybrid 9.53/12.5 | N/A | N/A | 1 | 11.3
5780 | sonnen | N/A | Hybrid 9.53/15 | N/A | N/A | 1 | 13.5
5781 | sonnen | N/A | sonnenBatterie Evo | N/A | N/A | 2 | 20